## Sheet1
Control # | Cost Ctr (Dept) | Location | Mfg Name | Device Description | Model | Serial # | Critical/High-Risk
00001 | MED/SURG: 6170 | KVMH Med Surg | Ohio Medical Corp | Aspirators, Airway | Care-E-Vac 3 | CDG0690 | No
00009 | WAIMEA CLINIC: 7390 | Waimea Clinic | WELCH ALLYN, INC. | Multiple physiological parameter spot-check system, clinical | 420TB SPOTVITALSIG | 201107898 | No
00011 | WAIMEA CLINIC: 7390 | Waimea Clinic | Midmark Corp | Tables, Examination/Treatment, Adjustable | 630-008 | V132934 | No
00012 | ICU: 6010 | KVMH ICU | Philips Healthcare | Physiologic Monitor Modules, Exhaled Carbon Dioxide | M3015A | DE43527801 | No
00014 | ICU: 6010 | KVMH ICU | Philips Healthcare | Physiologic Monitor Modules, Multiparameter | M3001A | 451261013061 | No
00017 | ICU: 6010 | KVMH ICU | GE Healthcare | Regulators, Suction | 6-1251 | GFFK22934 | No
00018 | ICU: 6010 | KVMH ICU | GE Healthcare | Regulators, Suction | N/A | GFFZ07671 | No
00026 | ICU: 6010 | KVMH ICU | Welch Allyn Inc A Subsidiary of Baxter | Noninvasive device battery charger | 71110 | NSN400406133 | No
00029 | ICU: 6010 | KVMH ICU | STERIS Corp | Warming Units | QDJ03 | 0426308033 | No
00030 | RESPIRATORY THERAPY: 7720 | KVMH Respiratory | Werfen United States | Analyzers, Point-of-Care, Whole Blood, Gas/pH/Electrolyte/Metabolite | GEM Premier 3000 | 18385 | No
00031 | ICU: 6010 | KVMH ICU | Cardinal Health | Infusion Pumps, Enteral Feeding | Kangaroo | C13021149 | No
00032 | SURGERY: 7421 | KVMH Surgery | Smiths Medical | Warming Units, Blood/Intravenous Solution | HOLTLINE HL-90 | S10008118 | No
00039 | ICU: 6010 | KVMH ICU | Cincinnati Sub-Zero Products LLC | Warming/Cooling Units, Patient, Circulating-Liquid | Blanketrol III | 111-3-01911 | No
00041 | ICU: 6010 | KVMH Surgery | 3M Health Care | Warming Units, Patient, Forced-Air | 505 | 62412 | No
00044 | SURGERY: 7421 | KVMH Surgery | Hamo Med | Washer, Instrument | LS-2000 | 2621 | No
00046 | SURGERY: 7421 | KVMH Surgery | Stryker Instruments Div Stryker Corp | Waste Management Docking Station | NEPTUNE 2 | 0918213233 | No
00047 | SURGERY: 7421 | KVMH Outpatient Surgery | Ohio Medical Corp | Aspirators, Airway | Care-E-Vac 3 | CDG0691 | No
00048 | SURGERY: 7421 | KVMH Surgery | 3M Health Care | Warming Units, Patient, Forced-Air | 505 | 57886 | No
00051 | SURGERY: 7421 | KVMH Surgery | WELCH ALLYN, INC. | Thermometers, Electronic | Sure Temp Plus 692 | 06271221 | No
00052 | SURGERY: 7421 | KVMH Surgery | 3M Health Care | Warming Units, Patient, Forced-Air | 875 BAIR PAWS | 21624 | No
00054 | ER: 7010 | KVMH Emergency Dept | STERIS Corp | Warming Units | QDJ04 | 0426707106 | No
00055 | ER: 7010 | KVMH Emergency Dept | AMSCO | Light, Surgical, Ceiling Mounted | POLARIS SINGLE HE | 0408094043 | No
00062 | RESPIRATORY THERAPY: 7720 | KVMH Respiratory | Pulmonetic Systems | Ventilators, Transport | LTV1000 | A09393 | Yes
00065 | ER: 7010 | KVMH Emergency Department | Welch Allyn Inc A Subsidiary of Baxter | Noninvasive device battery charger | 71110 | n/a | No
00066 | ER: 7010 | KVMH Emergency Department | GE Healthcare | Regulators, Suction | 1251 | JGGL03392 | No
00067 | ER: 7010 | KVMH Emergency Dept | WELCH ALLYN, INC. | Thermometers, Electronic | Sure Temp Plus 692 | 04499601 | No
00068 | ER: 7010 | KVMH Emergency Dept | Welch Allyn Inc A Subsidiary of Baxter | Thermometers, Electronic | SURETEMP PLUS 690 | 06271053 | No
00073 | ER: 7010 | KVMH Emergency Dept | AMSCO | Light, Surgical, Ceiling Mounted | POLARIS SINGLE HE | 0408094039 | No
00074 | ER: 7010 | KVMH Emergency Dept | Welch Allyn Inc A Subsidiary of Baxter | Noninvasive device battery charger | 71110 | NSN-400406028 | No
00075 | ER: 7010 | KVMH Emergency Department | GE Healthcare | Regulators, Suction | 1251 | JGGL03390 | No
00076 | ER: 7010 | KVMH Emergency Department | GE Healthcare | Regulators, Suction | 1251 | JGGL03391 | No
00079 | OB: 6380 | KVMH Emergency Dept | WELCH ALLYN, INC. | Thermometers, Electronic | Sure Temp Plus 692 | 07470076 | No
00080 | ER: 7010 | KVMH Emergency Department | Detecto Scale | Scale, Ambulatory | n/a | n/a | No
00083 | ER: 7010 | KVMH Emergency Dept | Welch Allyn Inc A Subsidiary of Baxter | Lights, Examination | 44100 | NSN400406067 | No
00085 | ER: 7010 | KVMH Emergency Dept | Welch Allyn Inc A Subsidiary of Baxter | Noninvasive device battery charger | 71110 | 10223 | No
00086 | ER: 7010 | KVMH Emergency Department | GE Healthcare | Regulators, Suction | 1251 | JGGL03388 | No
00089 | ER: 7010 | KVMH Emergency Department | GE Healthcare | Regulators, Suction | 1251 | JGGL03393 | No
00090 | ER: 7010 | KVMH Emergency Dept | WELCH ALLYN, INC. | Noninvasive device battery charger | 71150 | 10217 | No
00093 | ER: 7010 | KVMH Emergency Dept | Christie Medical Holdings Inc | Vein Finders, Infrared Light | VEINVIEWER VISION | VISXA0792 | No
00096 | ER: 7010 | KVMH Emergency Dept | Welch Allyn Inc A Subsidiary of Baxter | Lights, Examination | LS 200 | NSN401658165 | No
00097 | ER: 7010 | KVMH Emergency Dept | WELCH ALLYN, INC. | Noninvasive device battery charger | 71150 | NSN400406074 | No
00098 | SURGERY: 7421 | KVMH Surgery | STERIS Corp | Tables, Operating | 3085SP | B413508134 | No
00099 | SURGERY: 7421 | KVMH Surgery | 3M Health Care | Warming Units, Patient, Forced-Air | 505 | 57214 | No
00104 | SURGERY: 7421 | KVMH Surgery | _Not Found (Waiting for Addition) (MediCapture) | Video, Recorder, DVD, Medical Use | USB200 | n/a | No
00108 | SURGERY: 7421 | KVMH Surgery | Philips Healthcare | Physiologic Monitor Modules, Multiparameter | M3001A | DE9070C475 | No
00110 | ANESTHESIOLOGY: 7450 | KVMH Anesthesia | Draeger Inc | Anesthesia Units | Fabius Tiro | ASAM-0091 | Yes
00111 | ANESTHESIOLOGY: 7450 | KVMH Anesthesia | Draeger Inc | Anesthesia Unit Vaporizers | VAPOR 2000 | ASAM-0296 | Yes
00113 | SURGERY: 7421 | KVMH Surgery | STERIS Corp | Tables, Operating | 3085SP | B410205039 | No
00120 | ANESTHESIOLOGY: 7450 | KVMH Anesthesia | Draeger Inc | Anesthesia Unit Vaporizers | M35170 | ARUM-0177 | Yes
00121 | ANESTHESIOLOGY: 7450 | KVMH Anesthesia | Draeger Inc | Anesthesia Unit Vaporizers | VAPOR 2000 | ASAM-0301 | Yes
00125 | ANESTHESIOLOGY: 7450 | KVMH Anesthesia | Draeger Inc | Anesthesia Units | FABIUS GS | DRWA-0056 | Yes
00126 | ANESTHESIOLOGY: 7450 | KVMH Surgery | Anesthesia Assoc Inc (AincA) | Stimulator, Nerve | 100A | AA0102025 | No
00127 | SURGERY: 7421 | KVMH Surgery | STERIS Corp | Lights, Surgical | Harmony LED | 4.16511e+008 | No
00131 | SURGERY: 7421 | KVMH Surgery | Hologic Inc | Radiofrequency Therapy Systems, Tissue Ablation, Endometrial | 09 | CSP7890 | No
00135 | SURGERY: 7421 | KVMH Surgery | Stryker Instruments Div Stryker Corp | Cast Cutter Vacuums | 865 | n/a | No
00136 | SURGERY: 7421 | KVMH Surgery | STERIS Corp | Sterilizing Units, Steam | V-116 CENTURY | 0334509-12 | No
00137 | SURGERY: 7421 | KVMH Surgery | STERIS Corp | Warming Units | DJ040124331 | 041 611 1134 | No
00138 | SURGERY: 7421 | KVMH Surgery | STERIS Corp | Sterilizing Units, Steam | V-116 CENTURY | 0105102-08 | No
00139 | SURGERY: 7421 | KVMH Surgery | STERIS Corp | Sterilizing Units, Germicidal Liquid | SYSTEM 1E | 403234 | No
00140 | SURGERY: 7421 | KVMH Surgery | STERIS Corp | Sterilizing Units, Germicidal Liquid | SYSTEM 1E | 403229 | No
00143 | SURGERY: 7421 | KVMH Surgery | Masimo | EMR Docking Station | RDS-1 | 172532 | No
00145 | SURGERY: 7421 | KVMH Surgery | Draeger Inc | Anesthesia Unit Vaporizers | M35500-21 | ASAM-0159 | Yes
00150 | SURGERY: 7421 | KVMH Surgery | GE Healthcare | Regulators, Suction | ISU | GFFZ07673 | No
00151 | SURGERY: 7421 | KVMH Surgery | Medtronic Minimally Invasive Therapies Group (MITG) | Regulators, Suction | None | SOH 002446 | No
00154 | MED/SURG: 6170 | KVMH Med Surg | ACME Medical Supply Inc | Scales, Patient, Bedside | 0170VIN | 7278 | No
00157 | MED/SURG: 6170 | KVMH Med Surg | seca North America | Scales, Patient, Floor | 769 | 5769031070835 | No
00160 | MED/SURG: 6170 | KVMH Med Surg | Mindray North America | Monitors, Physiologic, Vital Signs | ACCUTOR PLUS | A747323-F6 | No
00183 | MED/SURG: 6170 | KVMH Med Surg | WELCH ALLYN, INC. | Intermittent electronic patient thermometer | 692 | 05446299 | No
00186 | MED/SURG: 6170 | KVMH Med Surg | Welch Allyn Inc A Subsidiary of Baxter | Thermometers, Electronic | SURETEMP PLUS 690 | 12261053 | No
00187 | MED/SURG: 6170 | KVMH Med Surg | Tanita Corp of America Inc | Scales, Patient, Floor | 4801 Bariatric | 0603T480322K | No
00198 | MED/SURG: 6170 | KVMH Med Surg | GE Healthcare | Regulators, Suction | ISU | GFFK30962 | No
00199 | MED/SURG: 6170 | KVMH Med Surg | GE Healthcare | Regulators, Suction | ISU | GFFG31525 | No
00201 | MED/SURG: 6170 | KVMH Med Surg | Hoyer | Hoist, Patient | 51001 | G21954 | No
00205 | MED/SURG: 6170 | KVMH Med Surg | Performance Health | Exercisers, Continuous Passive Motion, Lower Limb | PERFORMA | kNSN401657145 | No
00206 | MED/SURG: 6170 | KVMH Med Surg | WELCH ALLYN, INC. | Noninvasive device battery charger | 711500 | rNSN400406275 | No
00222 | ICU: 6010 | KVMH ICU | Philips Healthcare | Physiologic Monitor Modules, Multiparameter | M3001A | DE717K1839 | No
00223 | ICU: 6010 | KVMH ICU | Philips Healthcare | Physiologic Monitor Modules, Exhaled Carbon Dioxide | M3015A | DE43527808 | No
00225 | ICU: 6010 | KVMH ICU | GE Healthcare | Regulators, Suction | ISU | GFFZ07672 | No
00226 | ICU: 6010 | KVMH ICU | Medtronic Minimally Invasive Therapies Group (MITG) | Regulators, Suction | None | SOH 002452 | No
00228 | ICU: 6010 | KVMH ICU | Philips Healthcare | Physiologic Monitor Modules, Exhaled Carbon Dioxide | M3015A | DE43527815 | No
00230 | ICU: 6010 | KVMH ICU | GE Healthcare | Regulators, Suction | ISU | GFFZ07674 | No
00232 | SURGERY: 7421 | KVMH Surgery | Medtronic Minimally Invasive Therapies Group (MITG) | Electrosurgical Units, Monopolar/Bipolar | Force FX | S3H09903AX | No
00241 | SURGERY: 7421 | KVMH Surgery | Olympus America Inc | Monitors, Video | OEV261H | 7.25878e+006 | No
00255 | SURGERY: 7421 | KVMH Surgery | Stryker Instruments Div Stryker Corp | Waste-Disposal Units, Liquid | NEPTUNE 2 ROVER | 0917303103 | No
00257 | SURGERY: 7421 | KVMH Surgery | STERIS Corp | Lights, Surgical | Harmony LED | 0416511071 LED | No
00259 | SURGERY: 7421 | KVMH Recovery | STERIS Corp | Warming Units, Multipurpose | M70WCE | 404143 | No
00261 | SURGERY: 7421 | KVMH Recovery | WELCH ALLYN, INC. | Intermittent electronic patient thermometer | 692 | 06367543 | No
00273 | SURGERY: 7421 | KVMH Surgery | STERIS Corp | Sterilizing Units, Steam | 1042KH | HPV 1002-76 | No
00275 | SURGERY: 7421 | KVMH Surgery | Welch Allyn Inc A Subsidiary of Baxter | Lights, Examination | GS300 | NSN401658178 | No
00284 | ICU: 6010 | KVMH ICU | CooperSurgical Inc | Detectors, Blood Flow, Ultrasonic | BF4A | b711 | No
00285 | ICU: 6010 | KVMH ICU | Sun Medical Inc | Stimulators, Electrical, Peripheral Nerve, Block Monitoring | MicroStim Plus | GS120457 | No
00287 | OB: 6380 | KVMH L&D | Ohio Medical Corp | Aspirators, Airway | Care-E-Vac 3 | CDG0692 | No
00288 | OB: 6380 | KVMH L&D | Seca Corp | Scale, Electronic | 769 | 5769026070238 | No
00295 | OB: 6380 | 101 | EXERGEN CORPORATION | Infrared patient thermometer, skin | TAT5000 | A240534 | No
00296 | OB: 6380 | KVMH L&D | Medela LLC | Aspirators, Breast | Symphony | 1190753 | No
00300 | OB: 6380 | KVMH L&D | Masimo Corp | Oximeters, Pulse | RAD-5v | N47308 | No
00301 | OB: 6380 | KVMH L&D | Masimo Corp | Oximeters, Pulse | RAD-5v | N46995 | No
00302 | Specialty Clinic: Specialty Clinic | KVMH L&D | Philips Healthcare | Monitors, Physiologic, Fetal | M1350B | 3650G13888 | No
00305 | OB: 6380 | KVMH L&D | Philips Healthcare | Monitors, Physiologic, Fetal | M2705A | DE81107588 | No
00308 | MED/SURG: 6170 | KVMH Med Surg | WELCH ALLYN, INC. | Intermittent electronic patient thermometer | 690 | 10510084 | No
00310 | OB: 6380 | KVMH Nursery | Burton Medical | Light, Exam | BriteSpot | 10271 | No
00311 | OB: 6380 | KVMH L&D | Welch Allyn Inc A Subsidiary of Baxter | Oto/Ophthalmoscope | 767 | NSN400406501 | No
00312 | OB: 6380 | KVMH L&D | Natus Medical Inc | Scales, Infant | 56320 | 4415 | No
00313 | OB: 6380 | KVMH L&D | WELCH ALLYN, INC. | Intermittent electronic patient thermometer | 692 | 04193088 | No
00317 | OB: 6380 | KVMH Nursery | Natus Medical Inc | Phototherapy Units, Visible Light, Hyperbilirubinemia | NeoBlue | 24220 | No
00321 | ICU: 6010 | KVMH L&D | GE Healthcare | Regulators, Suction | None | GFHC14025 | No
00322 | OB: 6380 | KVMH L&D | WELCH ALLYN, INC. | Intermittent electronic patient thermometer | 692 | 06205356 | No
00329 | OB: 6380 | KVMH L&D | GE Healthcare | Regulators, Suction | None | GFHC14024 | No
00336 | OB: 6380 | KVMH L&D | Philips Healthcare | Monitors, Physiologic, Fetal | M2705A | DE81107585 | No
00338 | OB: 6380 | KVMH L&D | Nonin Medical | Oximeter, Pulse | 2500 | 500721219 | No
00339 | Long Term Care/Skilled Nursing: 6580 | SMMH Skilled Nursing | Invacare Corp | Lifts, Patient Transfer | 450 | 08EM005449 | No
00340 | Long Term Care/Skilled Nursing: 6580 | SMMH Skilled Nursing | BD | Thermometers, Electronic, Thermistor/Thermocouple, Patient | TURBO TEMP | 12448055 | No
00343 | Emergency Dept / Respirator Therapy: 7010 | SMMH Emergency Dept | Mindray North America | Monitors, Physiologic, Patient Transport | TRIO | MC21371-D8 | No
00345 | Long Term Care/Skilled Nursing: 6580 | SMMH Skilled Nursing | Cardinal Health | Thermometers, Electronic, Thermistor/Thermocouple, Patient | FILAC3000EZ | A0913854 | No
00347 | Long Term Care/Skilled Nursing: 6580 | SMMH Skilled Nursing | Invacare Corp | Lifts, Patient Transfer | 450 | 01C739461 | No
00348 | Long Term Care/Skilled Nursing: 6580 | SMMH Skilled Nursing | Chattanooga | Hoist, Patient | Alliance 1904 | 190204100042 | No
00350 | Long Term Care/Skilled Nursing: 6580 | SMMH Skilled Nursing | Invacare Corp | Lifts, Patient Transfer | 450 | 08EM005451 | No
00351 | Long Term Care/Skilled Nursing: 6580 | Mahelona LTC | Arjo Inc | Standing Frames, Mobile | SARA | 94KB2166 | No
00352 | Long Term Care/Skilled Nursing: 6580 | Mahelona LTC | Welch Allyn Inc A Subsidiary of Baxter | Scales, Patient, Bedside, Sling | 2001 | 14262 | No
00356 | Long Term Care/Skilled Nursing: 6580 | SMMH Skilled Nursing | Invacare Corp | Lifts, Patient Transfer | 450 | 05D726518 | No
00357 | Long Term Care/Skilled Nursing: 6580 | SMMH Skilled Nursing | Philips Healthcare | Defibrillators, External, Automated | HeartStart FRx | B08C-00514 | Yes
00358 | Long Term Care/Skilled Nursing: 6580 | Mahelona LTC | Invacare Corp | Oxygen Concentrators | IRC5PO2W | 11CF034095 | No
00359 | Long Term Care/Skilled Nursing: 6580 | SMMH Skilled Nursing | seca North America | Scales, Patient, Floor | 684-1321134 | 1684295073623 | No
00360 | Long Term Care/Skilled Nursing: 6580 | SMMH Skilled Nursing | Pelstar LLC | Scales, Patient, Platform, Electronic | None | eNSN400406046 | No
00362 | Long Term Care/Skilled Nursing: 6580 | SMMH Skilled Nursing | Mada Medical Products Inc | Nebulizers | 275 | 36947/V | No
00363 | Long Term Care/Skilled Nursing: 6580 | Mahelona LTC | Allied Healthcare Products Inc | Aspirators, Surgical | 300 | N-5190 | No
00364 | Long Term Care/Skilled Nursing: 6580 | SMMH Skilled Nursing | Gomco | Aspirator, Emergency | 4005 | 20091216005 | No
00366 | Long Term Care/Skilled Nursing: 6580 | SMMH Skilled Nursing | Welch Allyn Inc A Subsidiary of Baxter | Scales, Infant | 4800 | eNSN400406530 | No
00367 | Long Term Care/Skilled Nursing: 6580 | Mahelona Hallway | Detecto Scale | Scale, Ambulatory | None | 10321 | No
00368 | Radiology: 7630 | Mahelona Xray | Shimadzu Medical Systems USA | Radiographic Units, Mobile | MUX-100H | 0162Z17803 | No
00369 | Radiology: 7630 | Mahelona Xray | Konica Minolta Medical Imaging Inc | Image Digitization Systems, Computed Radiography | 110 | LKVMFA1 | No
00370 | Radiology: 7630 | Mahelona Xray | Del Medical | Rad Unit, General Purpose | VZW2556RB3-38 | CPD09567H11 | No
00376 | Emergency Dept / Respirator Therapy: 7010 | Mahelona ED | Allied Healthcare Products Inc | Regulators, Suction | 22-15-1206 | N/A | No
00379 | Emergency Dept / Respirator Therapy: 7010 | Mahelona ED | Allied Healthcare Products Inc | Regulators, Suction | 22-15-1206 | N/A | No
00381 | Emergency Dept / Respirator Therapy: 7010 | SMMH Emergency Dept | Pulmonetic Systems | Ventilators, Transport | LTV1000 | A10316 | Yes
00382 | Emergency Dept / Respirator Therapy: 7010 | SMMH Emergency Dept | STERIS Corp | Facility Booms, Ceiling-Mounted | Harmony LA Pwr Sup. | 0427205046 | No
00385 | Emergency Dept / Respirator Therapy: 7010 | Mahelona ED | Allied Healthcare Products Inc | Regulators, Suction | 22-15-1206 | N/A | No
00386 | Emergency Dept / Respirator Therapy: 7010 | SMMH Emergency Dept | Philips Healthcare | Monitors, Physiologic, Multipurpose, Bedside, Modular | MP50 | DE72848481 | No
00388 | Emergency Dept / Respirator Therapy: 7010 | SMMH Emergency Dept | Philips Healthcare | Physiologic Monitor Modules, Multiparameter | M3001A | DE717M0589 | No
00390 | Emergency Dept / Respirator Therapy: 7010 | Mahelona ED | Allied Healthcare Products Inc | Regulators, Suction | 22-15-1206 | N/A | No
00391 | Emergency Dept / Respirator Therapy: 7010 | SMMH Emergency Dept | STERIS Corp | Facility Booms, Ceiling-Mounted | Harmony LA Pwr Sup. | 0428405037 | No
00394 | Emergency Dept / Respirator Therapy: 7010 | SMMH Emergency Dept | STERIS Corp | Lights, Examination, Ceiling-Mounted | LA300 single head | 110909500307 | No
00395 | Emergency Dept / Respirator Therapy: 7010 | Mahelona ED | Luxvision | Slit Lamp | None | None | No
00397 | Emergency Dept / Respirator Therapy: 7010 | Mahelona ED | seca North America | Scales, Patient, Floor | None | None | No
00398 | Emergency Dept / Respirator Therapy: 7010 | SMMH Emergency Dept | Masimo Corp | Oximeters, Pulse | Rad 5 | N35987 | No
00400 | Emergency Dept / Respirator Therapy: 7010 | SMMH Emergency Dept | WELCH ALLYN, INC. | Intermittent electronic patient thermometer | 692 | 08036239 | No
00402 | Emergency Dept / Respirator Therapy: 7010 | Mahelona ED | Allied Healthcare Products Inc | Regulators, Suction | 22-15-1206 | N/A | No
00403 | Emergency Dept / Respirator Therapy: 7010 | Mahelona ED | WELCH ALLYN, INC. | Intermittent electronic patient thermometer | None | None | No
00405 | Emergency Dept / Respirator Therapy: 7010 | SMMH Emergency Dept | WELCH ALLYN, INC. | Thermometers, Electronic | Sure Temp Plus 692 | 08036102 | No
00407 | Emergency Dept / Respirator Therapy: 7010 | SMMH Emergency Dept | Pelstar LLC | Scales, Patient, Platform, Electronic | 500KL | 50000056400 | No
00408 | Emergency Dept / Respirator Therapy: 7010 | SMMH Emergency Dept | STERIS Corp | Warming Units | QDJ04 | 0426405073 | No
00410 | CENTRAL SUPPLY: 7470 | KVMH Central Processing | STERIS Corp | Sterilizing Units, Steam | 3043 | R8108597-08 | No
00412 | OCCUPATIONAL THERAPY: 7790 | KVMH Occupational Therapy | Chattanooga | Heating Unit, Therapy Pack | 2302 | 16962 | No
00414 | OCCUPATIONAL THERAPY: 7790 | KVMH Occupational Therapy | DJO Global Inc | Ultrasound Therapy Systems, Physical Therapy | Vectra Genisys 2761 | T3021 | No
00416 | SURGERY: 7421 | KVMH Surgery | B & L Engineering | Dynamometer | None | 3.08063e+007 | No
00418 | RESPIRATORY THERAPY: 7720 | KVMH RT | GE Healthcare | Nebulizers | SCT 3000 | 5.51617e+006 | No
00420 | RESPIRATORY THERAPY: 7720 | KVMH Respiratory | Vyaire Medical Inc | Positive Airway Pressure Units, Continuous | INFANT FLOW SIPAP | AKN02327 | No
00421 | RESPIRATORY THERAPY: 7720 | KVMH RT | Fischer Industries Inc | Humidifiers, Artificial Airway, Heated | None | 9.09041e+010 | No
00422 | RESPIRATORY THERAPY: 7720 | KVMH Respiratory | Shuttle Computer Group Inc | Computer, Desktop | S093G SHUTTLE XPC | SD30G200R0811F | No
00428 | RESPIRATORY THERAPY: 7720 | KVMH RT | Pelstar LLC | Percussors, Manual, Airway Clearance | 59000 | BF34805026 | No
00431 | Psychology: 6340 | SMMH Pysch | WELCH ALLYN, INC. | Intermittent electronic patient thermometer | 692 | 09360207 | No
00432 | PHYSICAL THERAPY: 7770 | KVMH Physical Therapy | Dynatronics Corp | Ultrasound Therapy/Neuromuscular Stimulation Systems, Physical Therapy | D950 PLUS | 959701 | No
00433 | PHYSICAL THERAPY: 7770 | KVMH Physical Therapy | Dynatronics Corp | Tables, Examination/Treatment, Adjustable, Physical Therapy | HL3E | 201009 | No
00436 | RESPIRATORY THERAPY: 7720 | KVMH Respiratory | Med Systems | Percussors, Manual, Airway Clearance | 2500 | 14538 | No
00438 | RESPIRATORY THERAPY: 7720 | KVMH Respiratory | Drive DeVilbiss Healthcare Inc | Nebulizers | 561547 | none | No
00439 | RESPIRATORY THERAPY: 7720 | KVMH Respiratory | Mountain Medical Technologies Inc | Nebulizers | 1802 | JC935652 | No
00440 | RESPIRATORY THERAPY: 7720 | KVMH Respiratory | Philips Respironics Inc | Ventilators, Noninvasive Positive Pressure | BIPAP PRO 650P | P03283052FE36 | Yes
00441 | RESPIRATORY THERAPY: 7720 | Respiratory | Masimo Corp | Oximeters, Pulse | RAD-87A | R21577 | No
00442 | RESPIRATORY THERAPY: 7720 | SMMH Respiratory | Masimo Corp | Oximeters, Pulse | RAD-87A | R18802 | No
00444 | RESPIRATORY THERAPY: 7720 | KVMH Respiratory | Masimo Corp | Oximeters, Pulse | RAD-5v | N35059 | No
00447 | PHYSICAL THERAPY: 7770 | KVMH PT | Med Labs Inc | Stimulators, Electrical, Neuromuscular | EMS-2C | 77346 | No
00448 | PHYSICAL THERAPY: 7770 | KVMH PT | Performance Health | Tables, Examination/Treatment, Adjustable | TXE-1 | 4519 | No
00451 | PHYSICAL THERAPY: 7770 | KVMH Physical Therapy | Dynatronics Corp | Ultrasound Therapy/Neuromuscular Stimulation Systems, Physical Therapy | 850 | 850958 | No
00453 | SNF: 6580 | KVMH Skilled Nursing | Mindray North America | Monitors, Physiologic, Vital Signs | DUO | MD01970-A5 | No
00455 | ER: 7010 | KVMH Skilled Nursing | WELCH ALLYN, INC. | Intermittent electronic patient thermometer | 692 | 07106017 | No
00460 | SNF: 6580 | KVMH LTC | Cardinal Health | Infusion Pumps, Enteral Feeding | Kangaroo | C13021132 | No
00461 | WAIMEA CLINIC: 7390 | Waimea Clinic | Midmark Corp | Tables, Examination/Treatment, Adjustable | 104 | none | No
00462 | WAIMEA CLINIC: 7390 | Waimea Clinic | Welch Allyn Inc A Subsidiary of Baxter | Lights, Examination | 44100 | none | No
00463 | WAIMEA CLINIC: 7390 | Waimea Clinic | Welch Allyn Inc A Subsidiary of Baxter | Oto/Ophthalmoscope | 767 | none | No
00464 | WAIMEA CLINIC: 7390 |  | Welch Allyn Inc A Subsidiary of Baxter | ECG, Multi Channel | CP100 | 10011143 | No
00465 | WAIMEA CLINIC: 7390 | Waimea Clinic | Midmark Corp | Tables, Examination/Treatment, Adjustable | 104 | none | No
00466 | WAIMEA CLINIC: 7390 | Waimea Clinic | Midmark Corp | Lights, Examination | 152-001 | NE23370 | No
00467 | WAIMEA CLINIC: 7390 | Waimea Clinic | Welch Allyn Inc A Subsidiary of Baxter | Oto/Ophthalmoscope | 767 | none | No
00468 | WAIMEA CLINIC: 7390 | Waimea Clinic | Burton Medical LLC | Lights, Examination, Ultraviolet, Portable/Handheld | 31501 | UV993818 | No
00470 | WAIMEA CLINIC: 7390 | Waimea Clinic | Drive DeVilbiss Healthcare Inc | Nebulizers | 5650D | D4131611 | No
00471 | WAIMEA CLINIC: 7390 | Waimea Clinic | Welch Allyn Inc A Subsidiary of Baxter | Thermometers, Electronic | SURETEMP PLUS 690 | 09160079 | No
00472 | WAIMEA CLINIC: 7390 | Waimea Clinic | Maxant Technologies Inc | View Boxes, X-Ray | TLS-02 | 13314-06 | No
00473 | WAIMEA CLINIC: 7390 | Waimea Clinic | Welch Allyn Inc A Subsidiary of Baxter | Noninvasive device battery charger | 71110 | none | No
00474 | WAIMEA CLINIC: 7390 | Waimea Clinic | WELCH ALLYN, INC. | Noninvasive device battery charger | 7114X | none | No
00475 | WAIMEA CLINIC: 7390 | Waimea Clinic | Maxant Technologies Inc | View Boxes, X-Ray | TLS-02 | 13314-02 | No
00476 | WAIMEA CLINIC: 7390 | Waimea Clinic | Midmark Corp | Tables, Examination/Treatment, Adjustable | 104 | None | No
00477 | KALAHEO CLINIC: 7395 | Waimea Clinic | Honeywell Safety Products | Analyzers, Physiologic, Visual Function | TITMUS I400 | i04493 | No
00478 | WAIMEA CLINIC: 7390 | Waimea Clinic | Medtronic Minimally Invasive Therapies Group (MITG) | Spirometers, Diagnostic | PB700 | tG080701909 | No
00479 | WAIMEA CLINIC: 7390 | Waimea Clinic | FUJIFILM SONOSITE, INC. | General-purpose ultrasound imaging system | M-Turbo | 03KHPQ | No
00481 | WAIMEA CLINIC: 7390 | Waimea Clinic | Welch Allyn Inc A Subsidiary of Baxter | Lights, Examination | 48830 | NSN400406172 | No
00482 | WAIMEA CLINIC: 7390 | Waimea Clinic | Welch Allyn Inc A Subsidiary of Baxter | Transformers, Constant Voltage | 73410 | none | No
00483 | WAIMEA CLINIC: 7390 | Waimea Clinic | Welch Allyn Inc A Subsidiary of Baxter | Oto/Ophthalmoscope | 767 | none | No
00484 | WAIMEA CLINIC: 7390 | Waimea Clinic | Welch Allyn Inc A Subsidiary of Baxter | Transformers, Constant Voltage | 73410 | None | No
00485 | WAIMEA CLINIC: 7390 | Waimea Clinic | Welch Allyn Inc A Subsidiary of Baxter | Oto/Ophthalmoscope | 767 | none | No
00486 | WAIMEA CLINIC: 7390 | Waimea Clinic | CooperSurgical Inc | Colposcopes | Colpostar 1H | AWC-R-5-20 | No
00487 | WAIMEA CLINIC: 7390 | Waimea Clinic | Welch Allyn Inc A Subsidiary of Baxter | Lights, Examination | 48830 | none | No
00488 | WAIMEA CLINIC: 7390 | Waimea Clinic | Midmark Corp | Tables, Examination/Treatment, Adjustable | 104 | none | No
00489 | WAIMEA CLINIC: 7390 | Waimea Clinic | Welch Allyn Inc A Subsidiary of Baxter | Lights, Examination | 48830 | none | No
00490 | WAIMEA CLINIC: 7390 | Waimea Clinic | Welch Allyn Inc A Subsidiary of Baxter | Oto/Ophthalmoscope | 767 | none | No
00491 | WAIMEA CLINIC: 7390 | Waimea Clinic | Welch Allyn Inc A Subsidiary of Baxter | Lights, Examination | 48830 | NSN400406300 | No
00492 | WAIMEA CLINIC: 7390 | Waimea Clinic | Midmark Corp | Tables, Examination/Treatment, Adjustable | 104 | none | No
00493 | WAIMEA CLINIC: 7390 | Waimea Clinic | Welch Allyn Inc A Subsidiary of Baxter | Transformers, Constant Voltage | 73410 | None | No
00494 | WAIMEA CLINIC: 7390 | Waimea Clinic | Welch Allyn Inc A Subsidiary of Baxter | Oto/Ophthalmoscope | 767 | none | No
00495 | WAIMEA CLINIC: 7390 | Waimea Clinic | Welch Allyn Inc A Subsidiary of Baxter | Lights, Examination | LS135 | None | No
00496 | WAIMEA CLINIC: 7390 | Waimea Clinic | seca North America | Scales, Patient, Floor | 769 | 576902670239 | No
00497 | WAIMEA CLINIC: 7390 | Waimea Clinic | WELCH ALLYN, INC. | Automatic-inflation electronic sphygmomanometer, portable, arm/wrist | Spot Vital Signs LXI | 20080703712 | No
00498 | WAIMEA CLINIC: 7390 | Waimea Clinic | WELCH ALLYN, INC. | Intermittent electronic patient thermometer | 690 | 12410211 | No
00500 | WAIMEA CLINIC: 7390 | Waimea Clinic | Welch Allyn Inc A Subsidiary of Baxter | Thermometers, Electronic | SURETEMP PLUS 690 | 05179328 | No
00501 | WAIMEA CLINIC: 7390 | Waimea Clinic | Seiler Instrument & Mfg Co | Microscopes, Light, Laboratory | WESTLAB | 9819710 | No
00502 | WAIMEA CLINIC: 7390 | Waimea Clinic | CooperSurgical Inc | Cryosurgical Units, General-Purpose | LL-100 | FAR5AW | No
00503 | WAIMEA CLINIC: 7390 | Waimea Clinic | Detecto Scale | Scale, Ambulatory | None | None | No
00504 | WAIMEA CLINIC: 7390 | Waimea Clinic | Masimo Corp | Oximeters, Pulse | MX-1 | 742355 | No
00505 | WAIMEA CLINIC: 7390 | Waimea Clinic | Welch Allyn Inc A Subsidiary of Baxter | Lights, Examination | 44100 | none | No
00506 | WAIMEA CLINIC: 7390 | Waimea Clinic | Midmark Corp | Tables, Examination/Treatment, Adjustable | 104 | None | No
00507 | WAIMEA CLINIC: 7390 | Waimea Clinic | Welch Allyn Inc A Subsidiary of Baxter | Noninvasive device battery charger | 71110 | none | No
00508 | WAIMEA CLINIC: 7390 | Waimea Clinic | Welch Allyn Inc A Subsidiary of Baxter | Audiometers | 71123 | none | No
00509 | WAIMEA CLINIC: 7390 | Waimea Clinic | Detecto Scale | Scale, Ambulatory | 9511 | none | No
00510 | WAIMEA CLINIC: 7390 | Waimea Clinic | Tanita Corp of America Inc | Scales, Patient, Floor | BWB-800 | 01060522 | No
00512 | WAIMEA CLINIC: 7390 | Waimea Clinic | Tanita Corp of America Inc | Scales, Infant | BD585 | n510911 | No
00513 | WAIMEA CLINIC: 7390 | Waimea Clinic | Midmark Corp | Tables, Examination/Treatment, Adjustable | 104 | none | No
00514 | WAIMEA CLINIC: 7390 | Waimea Clinic | Welch Allyn Inc A Subsidiary of Baxter | Noninvasive device battery charger | 71110 | none | No
00515 | WAIMEA CLINIC: 7390 | Waimea Clinic | Welch Allyn Inc A Subsidiary of Baxter | Audiometers | 71123 | none | No
00516 | WAIMEA CLINIC: 7390 | Waimea Clinic | Welch Allyn Inc A Subsidiary of Baxter | Lights, Examination | 44100 | none | No
00517 | WAIMEA CLINIC: 7390 | Waimea Clinic | Midmark Corp | Tables, Examination/Treatment, Adjustable | 104 | none | No
00518 | WAIMEA CLINIC: 7390 | Waimea Clinic | Welch Allyn Inc A Subsidiary of Baxter | Oto/Ophthalmoscope | 767 | none | No
00519 | OB: 6380 | KVMH Nursery | Welch Allyn Inc A Subsidiary of Baxter | Lights, Examination | 48830 | none | No
00521 | OB: 6380 | KVMH Nursery | Welch Allyn Inc A Subsidiary of Baxter | Oto/Ophthalmoscope | 767 | none | No
00523 | WAIMEA CLINIC: 7390 | Waimea Clinic | WELCH ALLYN, INC. | Ophthalmic/otologic diagnostic set | 679 | 4284916 | No
00524 | WAIMEA CLINIC: 7390 | Waimea Clinic | WELCH ALLYN, INC. | Intermittent electronic patient thermometer | 690 | 09510914 | No
00525 | KALAHEO CLINIC: 7395 | Kaleheo | WELCH ALLYN, INC. | Impedance audiometer | 232 | 9712470 | No
00526 | WAIMEA CLINIC: 7390 | Waimea Clinic | Welch Allyn Inc A Subsidiary of Baxter | Audiometers | 71123 | none | No
00529 | WAIMEA CLINIC: 7390 | Waimea Clinic | Burton Medical LLC | Lights, Examination, Ultraviolet, Portable/Handheld | 31602 | UV974688 | No
00533 | WAIMEA CLINIC: 7390 | Waimea Clinic | WELCH ALLYN, INC. | Noninvasive device battery charger | 71170 | none | No
00534 | WAIMEA CLINIC: 7390 | Waimea Clinic | Midmark Corp | Tables, Examination/Treatment, Adjustable | 104 | none | No
00535 | WAIMEA CLINIC: 7390 | Waimea Clinic Srgy | WELCH ALLYN, INC. | Automatic-inflation electronic sphygmomanometer, portable, arm/wrist | Spot Vital Signs LXI | 20090602520 | No
00536 | WAIMEA CLINIC: 7390 | Waimea Clinic | Midmark Corp | Chairs, Procedure | 75 EVOLUTION | none | No
00537 | WAIMEA CLINIC: 7390 | Waimea Clinic | Midmark Corp | Lights, Examination | 355-005 | HF001654 | No
00538 | WAIMEA CLINIC: 7390 | Waimea Clinic | Welch Allyn Inc A Subsidiary of Baxter | Noninvasive device battery charger | 71110 | none | No
00540 | SURGERY: 7421 |  | Verathon Inc | Laryngoscopes, Flexible | GLIDESCOPE | AN132072 | No
00541 | RADIOLOGY: 7630 | KVMH Xray | GE Healthcare | Radiographic Units, Mobile | AMX 4 | 407913WK3 | No
00542 | RADIOLOGY: 7630 | KVMH Xray | Medtronic Minimally Invasive Therapies Group (MITG) | Regulators, Suction | Series A | n/a | No
00543 | RADIOLOGY: 7630 | KVMH Xray | GE Healthcare Surgery | Radiographic/Fluoroscopic Units, Mobile | 8800 | 5211PU8 | No
00544 | RADIOLOGY: 7630 | KVMH Xray | Canon Medical Systems USA Inc | Radiographic/Fluoroscopic Systems, General-Purpose | DC-80XD | 99A06Y2116 | No
00545 | RADIOLOGY: 7630 | KVMH Xray | Del Medical | Rad Unit, General Purpose | 110-0100G1 | 04652-1104 | No
00546 | RADIOLOGY: 7630 | KVMH Xray | Hologic | Mammography Unit, Stereotactic, Digital | STLC-00003 | 2.06101e+010 | No
00547 | RADIOLOGY: 7630 | KVMH Xray | STERIS Corp | Warming Units | DJ04012433111 | 041 581 3027 | No
00548 | RADIOLOGY: 7630 | KVMH Xray | Konica Minolta Medical Imaging Inc | Image Digitization Systems, Computed Radiography | 110 | 9.0206e+007 | No
00549 | RADIOLOGY: 7630 | KVMH Xray | Konica Minolta Medical Imaging Inc | Image Digitization Systems, Computed Radiography | 190 | 6.76332e+006 | No
00550 | RADIOLOGY: 7630 | KVMH Xray | Carestream Health Inc Div Onex Corp | Laser Imagers | 5850 | K44619-1545 | No
00551 | RADIOLOGY: 7630 | KVMH Xray | VIDAR Systems Corp | Digitizers, Film | CADPRO Advantage | 351390 | No
00552 | KALAHEO CLINIC: 7395 | KVMH Kalaheo | Midmark Corp | Tables, Examination/Treatment, Adjustable | 204 | n/a | No
00553 | KALAHEO CLINIC: 7395 | Kalaheo Clinic | Philips Respironics Inc | Nebulizers | HS123 | 417532 | No
00554 | KALAHEO CLINIC: 7395 | Kalaheo Clinic | Welch Allyn Inc A Subsidiary of Baxter | Oto/Ophthalmoscope | 767 | n/a | No
00555 | KALAHEO CLINIC: 7395 | Kalaheo Clinic | Welch Allyn Inc A Subsidiary of Baxter | Lights, Examination | LS-135 | 09155 | No
00557 | KALAHEO CLINIC: 7395 | Kalaheo Clinic | WELCH ALLYN, INC. | Automatic-inflation electronic sphygmomanometer, portable, arm/wrist | Spot Vital Signs LXI | 20100503093 | No
00559 | KALAHEO CLINIC: 7395 | KVMH Kalaheo | Masimo Corp | Oximeters, Pulse | MX-1 | 742380 | No
00560 | KALAHEO CLINIC: 7395 | Kalaheo Clinic | Luxo Corp | Lights, Examination, Ultraviolet | 0164010 | 5237107 | No
00562 | KALAHEO CLINIC: 7395 | KVMH Kalaheo | WELCH ALLYN, INC. | Intermittent electronic patient thermometer | 690 | 9.371e+006 | No
00568 | KALAHEO CLINIC: 7395 | Kalaheo Clinic | Philips Respironics Inc | Nebulizers | HS123 | 436423 | No
00569 | KALAHEO CLINIC: 7395 | KVMH Kalaheo | Midmark Corp | Tables, Examination/Treatment, Adjustable | 204 | n/a | No
00570 | KALAHEO CLINIC: 7395 | Kalaheo Clinic | Good-Lite Co | Lights, Examination | 334 | L23799 | No
00571 | KALAHEO CLINIC: 7395 | Kalaheo Clinic | Welch Allyn Inc A Subsidiary of Baxter | Ophthalmoscope/Otoscopes | 747110 | n/a | No
00572 | KALAHEO CLINIC: 7395 | Kalaheo Clinic | Welch Allyn Inc A Subsidiary of Baxter | ECG, Multi Channel | CP100 | 10002219 | No
00573 | KALAHEO CLINIC: 7395 | KVMH Kalaheo | Welch Allyn Inc A Subsidiary of Baxter | Ophthalmoscope/Otoscopes | 74710 | n/a | No
00574 | KALAHEO CLINIC: 7395 | Kalaheo Clinic | Philips Respironics Inc | Nebulizers | HS123 | 574383 | No
00575 | KALAHEO CLINIC: 7395 | KVMH Kalaheo | Midmark Corp | Tables, Examination/Treatment, Adjustable | 204 | n/a | No
00576 | KALAHEO CLINIC: 7395 | Kalaheo Clinic | Burton Medical LLC | Lights, Examination | 15201 | 05447 | No
00577 | KALAHEO CLINIC: 7395 | KVMH Kalaheo | Welch Allyn Inc A Subsidiary of Baxter | Ophthalmoscope/Otoscopes | 408282 | n/a | No
00579 | KALAHEO CLINIC: 7395 | Kalaheo Clinic | Honeywell Safety Products | Analyzers, Physiologic, Visual Function | OV7M | 36986 | No
00580 | KALAHEO CLINIC: 7395 | KVMH Kalaheo | Midmark Corp | Chairs, Procedure | n/a | n/a | No
00583 | KALAHEO CLINIC: 7395 | Kalaheo Clinic | seca North America | Scales, Patient, Floor | 703 | 5703273108650 | No
00584 | RADIOLOGY: 7630 | KVMH Xray | GE Healthcare | Warming Units, Contrast Media | 712214 | 5.12991e+011 | No
00585 | RADIOLOGY: 7630 | KVMH Xray | Medtronic Minimally Invasive Therapies Group (MITG) | Regulators, Suction | Series A | n/a | No
00586 | RADIOLOGY: 7630 | KVMH Xray | Bayer Corp | Injectors, Contrast Media, Computed Tomography | Stellant | 24376 | No
00587 | RADIOLOGY: 7630 | KVMH Xray | Canon Medical Systems USA Inc | Scanning Systems, Computed Tomography | Aquilion 16 | B5512237 | No
00588 | RADIOLOGY: 7630 | KVMH Xray | Hologic Inc | Radiographic Systems, Digital, Mammographic | Selenia | 29410095143W | No
00590 | LAB: 7500 | KVMH Lab | QuidelOrtho Corp | Analyzers, Laboratory, Clinical Chemistry, Automated, Discrete | VITROS 250 | 25014476 | No
00591 | LAB: 7500 | KVMH Lab | TECA Corp | Refrigerators, Laboratory | JBB2304A23 | 011202260112081 | No
00592 | LAB: 7500 | KVMH Lab | QuidelOrtho Corp | Incubators, Laboratory | DG-225 | 225733126 | No
00593 | LAB: 7500 | KVMH Lab | QuidelOrtho Corp | Centrifuges, Tabletop, Low-Speed, Nonrefrigerated | 5150-60 | 01-05-2521 | No
00595 | LAB: 7500 | KVMH Lab | BD | Viewers, Agglutination | 420630 | 13571 | No
00596 | LAB: 7500 | KVMH Lab | Baxter | Refrigerator/Freezer, Lab | SLR512ABA | R07D-161954-RD | No
00597 | LAB: 7500 | KVMH Lab | Baxter | Refrigerator/Freezer, Lab | SLF518ABA | R07D-161953-RD | No
00598 | LAB: 7500 | KVMH Lab | Olympus America Inc | Microscopes, Light, Laboratory | CH-2 | Ol0128 | No
00599 | LAB: 7500 | KVMH Lab | Siemens Healthcare | Analyzers, Laboratory, Immunoassay, Fluorimetric | STRATUS CS | 98051228 | No
00600 | LAB: 7500 | KVMH Lab | Sysmex America Inc | Analyzers, Laboratory, Hematology, Cell Counting, Automated | XS-1000i | 62555 | No
00601 | LAB: 7500 | KVMH Lab | Natus Medical Inc | Microscopes, Light, Laboratory | BX41TF | 6F13818 | No
00602 | LAB: 7500 | KVMH Lab | Sysmex America Inc | Analyzers, Laboratory, Hematology, Coagulation, Automated | CA-500 | A3235 | No
00604 | LAB: 7500 | KVMH Lab | Siemens Healthcare | Analyzers, Laboratory, Urine, Semiautomated | Clinitek Status | 45159 | No
00605 | LAB: 7500 | KVMH Lab | Quidel Corp | Analyzers, Laboratory, Immunoassay, Photometric, Enzyme (EIA) | Triage Meter Plus | 00027009 | No
00606 | LAB: 7500 | KVMH Lab | Thermo Fisher Scientific Inc | Mixers, Clinical Laboratory | 12-812 | 2-333101 | No
00608 | LAB: 7500 | KVMH Lab | Helmer Scientific | Incubators, Laboratory, Shaker/Rotator, Platelet | PF15H | 999487 | No
00609 | LAB: 7500 | KVMH Lab | Sysmex America Inc | Analyzers, Point-of-Care, Whole Blood, Hematology | KX-21N | B3215 | No
00610 | LAB: 7500 | KVMH Lab | Barnstead | Refrigerator/Freezer, Lab | 3753 | 1.43807e+012 | No
00611 | LAB: 7500 | KVMH Lab | Sears Holdings Corp | Refrigerators, Food | 564.896602 | 9.00303e+008 | No
00612 | LAB: 7500 | KVMH Lab | Equatherm | Incubator, Aerobic | 273-794 | 495-005 | No
00613 | LAB: 7500 | KVMH Lab | Sears Holdings Corp | Refrigerators, Food | 564.896602 | 9.00607e+008 | No
00615 | LAB: 7500 | KVMH Lab | _Unknown Manufacturer (Need New Make Model) | Refrigerator/Freezer, Lab | 15145 | 011782290111030 | No
00616 | LAB: 7500 | KVMH Lab | Helmer Scientific | Refrigerators, Blood Bank | IB120 | 2.006248 | No
00617 | LAB: 7500 | KVMH Lab | Thermo Fisher Scientific Inc | Incubators, Laboratory, Aerobic | 3512 | 0886 | No
00619 | RADIOLOGY: 7630 | KVMH Xray | Philips Healthcare | Scanning Systems, Ultrasonic, General-Purpose | iU22 | B0G8M8 | No
00620 | Physical Therapy: 7770 | Mahelona PT | DJO Global Inc | Ultrasound Therapy Systems, Physical Therapy | 2872 | T1939 | No
00621 | Physical Therapy: 7770 | SMMH Physical Therapy | DJO Global Inc | Tables, Examination/Treatment, Adjustable, Orthopedic, Traction | TRE-DH3 | 1140 | No
00623 | Physical Therapy: 7770 | Mahelona PT | DJO Global Inc | Tables, Examination/Treatment, Adjustable, Orthopedic, Traction | TRT-550 | 5306 | No
00624 | Physical Therapy: 7770 | SMMH Physical Therapy | DJO Global Inc | Traction Units | 7961 | 7010 | No
00625 | Physical Therapy: 7770 | SMMH Physical Therapy | DJO Global Inc | Ultrasound Therapy Systems, Physical Therapy | 2782 | 4627 | No
00626 | Physical Therapy: 7770 | SMMH Physical Therapy | DJO Global Inc | Moist Heat Therapy Pack Conditioners | SS | 16052 | No
00630 | Physical Therapy: 7770 | SMMH Physical Therapy | Ferno-Washington Inc | Lifts, Patient Transfer | 196 | 10H215718 | No
00631 | Physical Therapy: 7770 | SMMH Physical Therapy | DJO Global Inc | Tables, Examination/Treatment, Adjustable, Orthopedic, Traction | TRE-DH3 | 2758 | No
00633 | KALAHEO CLINIC: 7395 |  | Midmark Corp | Tables, Examination/Treatment, Adjustable | 204 | n/a | No
00635 | KALAHEO CLINIC: 7395 | Kalaheo Clinic | Midmark Corp | Tables, Examination/Treatment, Adjustable | 100 | n/a | No
00637 | LAB: 7500 | KVMH Lab | Marvel Scientific | Refrigerators | 4570100 | 6321 | No
00639 | ELEELE CLINIC: 7391 | KVMH Lab | Olympus | Microscope, Lab | BH2 | 228524 | No
00647 | ELEELE CLINIC: 7391 | Eleele Clinic | Welch Allyn Inc A Subsidiary of Baxter | Noninvasive device battery charger | 71110 | n/a | No
00648 | ELEELE CLINIC: 7391 | Eleele Clinic | WELCH ALLYN, INC. | Intermittent electronic patient thermometer | 692 | 6284606 | No
00650 | ELEELE CLINIC: 7391 | Eleele Clinic | Midmark Corp | Tables, Examination/Treatment, Adjustable | 104 | n/a | No
00651 | ELEELE CLINIC: 7391 | Eleele Clinic | Welch Allyn Inc A Subsidiary of Baxter | Recorders, Physiologic, Blood Pressure | 63XTXX | 103002230313 | No
00652 | ELEELE CLINIC: 7391 | Eleele Clinic | Welch Allyn Inc A Subsidiary of Baxter | Lights, Examination | 44100 | n/a | No
00653 | ELEELE CLINIC: 7391 | Eleele Clinic | Welch Allyn Inc A Subsidiary of Baxter | Lights, Examination | 44100 | n/a | No
00654 | ELEELE CLINIC: 7391 | Eleele Clinic | Midmark Corp | Tables, Examination/Treatment, Adjustable | 104 | n/a | No
00655 | ELEELE CLINIC: 7391 | Eleele Clinic | Welch Allyn Inc A Subsidiary of Baxter | Oto/Ophthalmoscope | 767 Series | n/a | No
00656 | ELEELE CLINIC: 7391 | Eleele Clinic | Midmark Corp | Lights, Examination | 152-001 | V699516 | No
00657 | ELEELE CLINIC: 7391 | Eleele Clinic | WELCH ALLYN, INC. | Automatic-inflation electronic sphygmomanometer, portable, arm/wrist | Spot Vital Signs LXI | 20090200632 | No
00658 | ELEELE CLINIC: 7391 | Eleele Clinic | Midmark Corp | Lights, Examination | 152-001 | V699515 | No
00659 | ELEELE CLINIC: 7391 | Eleele Clinic | Welch Allyn Inc A Subsidiary of Baxter | Oto/Ophthalmoscope | 767 Series | n/a | No
00660 | ELEELE CLINIC: 7391 | Eleele Clinic | MIDMARK CORPORATION | Examination/treatment table, manual | 204 | n/a | No
00661 | Specialty Clinic: Specialty Clinic | Samuel M. | CooperSurgical Inc | Colposcopes | 906140T | 0109022 | No
00662 | ELEELE CLINIC: 7391 | Eleele Clinic | Welch Allyn Inc A Subsidiary of Baxter | Lights, Examination | 48740 | n/a | No
00663 | ELEELE CLINIC: 7391 | Eleele Clinic | Midmark Corp | Chairs, Procedure | 630-003 | V722990 | No
00664 | WAIMEA CLINIC: 7390 | 2ad floor | CooperSurgical Inc | Electrosurgical Units, Monopolar | 52969 | 0812F4237 | No
00665 | ELEELE CLINIC: 7391 | Eleele Clinic | Welch Allyn Inc A Subsidiary of Baxter | Oto/Ophthalmoscope | 767 Series | n/a | No
00666 | ELEELE CLINIC: 7391 | Eleele Clinic | Welch Allyn Inc A Subsidiary of Baxter | Lights, Examination | 48830 | n/a | No
00667 | ELEELE CLINIC: 7391 | Eleele Clinic | Midmark Corp | Tables, Examination/Treatment, Adjustable | 104 | n/a | No
00668 | ELEELE CLINIC: 7391 | Eleele Clinic | Midmark Corp | Tables, Examination/Treatment, Adjustable | 104 | n/a | No
00669 | ELEELE CLINIC: 7391 | Eleele Clinic | Welch Allyn Inc A Subsidiary of Baxter | Oto/Ophthalmoscope | 767 Series | n/a | No
00670 | ELEELE CLINIC: 7391 | Eleele Clinic | MAICO Diagnostics US | Audiometers | PILOT TEST | 749269 | No
00671 | RESPIRATORY THERAPY: 7720 | Eleele Clinic | Drive DeVilbiss Healthcare Inc | Nebulizers | 5650D | D4131609 | No
00672 | ELEELE CLINIC: 7391 | Eleele Clinic | Burton Medical LLC | Lights, Examination, Ultraviolet, Portable/Handheld | 31602 | UV984896 | No
00673 | ELEELE CLINIC: 7391 | Eleele Clinic | Welch Allyn Inc A Subsidiary of Baxter | Analyzers, Physiologic, Middle Ear, Impedance Tympanometry | MICROTYMP 2 | 200900244 | No
00674 | RESPIRATORY THERAPY: 7720 | Eleele Clinic | Drive DeVilbiss Healthcare Inc | Nebulizers | 5650D | D3333696 | No
00675 | ELEELE CLINIC: 7391 | Eleele Clinic | seca North America | Scales, Infant | 3341321008 | 5334359084191 | No
00676 | ELEELE CLINIC: 7391 | Eleele Clinic | Smiths Medical | Oximeters, Pulse | 3301 | 180353787 | No
00677 | ELEELE CLINIC: 7391 | Eleele Clinic | WELCH ALLYN, INC. | Intermittent electronic patient thermometer | 690 | 09450689 | No
00679 | ELEELE CLINIC: 7391 |  | WELCH ALLYN, INC. | Impedance audiometer | 23301 | 9802287 | No
00680 | ELEELE CLINIC: 7391 | Eleele Clinic | Welch Allyn Inc A Subsidiary of Baxter | Oto/Ophthalmoscope | 767 Series | n/a | No
00681 | ELEELE CLINIC: 7391 | Eleele Clinic | MIDMARK CORPORATION | Examination/treatment table, manual | 204 | n/a | No
00683 | ELEELE CLINIC: 7391 | Eleele Clinic | Seiler Instrument & Mfg Co | Microscopes, Light, Laboratory | Westlab II | 9819764 | No
00684 | ELEELE CLINIC: 7391 | Eleele Clinic | seca North America | Scales, Patient, Floor | n/a | 5769120084918 | No
00685 | ELEELE CLINIC: 7391 | Eleele Clinic | Welch Allyn Inc A Subsidiary of Baxter | Lights, Examination | 48740 | n/a | No
00686 | ELEELE CLINIC: 7391 | Eleele Clinic | Midmark Corp | Chairs, Procedure | 630-003 | V722886 | No
00687 | KALAHEO CLINIC: 7395 | Kalaheo Clinic | Cardiac Science | Defibrillator/Monitor, Automatic | 9300P501 POWERHEA | 4048843 | Yes
00688 | ELEELE CLINIC: 7391 | Eleele Clinic | Cardiac Science | Defibrillator/Monitor, Automatic | 9300P501 POWERHEAR | 900888 | Yes
00689 | WAIMEA CLINIC: 7390 | Waimea Clinic | Cardiac Science | Defibrillator/Monitor, Automatic | 9300P501 POWERHEA | 4200293 | Yes
00693 | ICU: 6010 | KVMH ICU | Welch Allyn Inc A Subsidiary of Baxter | Thermometers, Electronic | SURETEMP PLUS 690 | 04499586 | No
00694 | ICU: 6010 | KVMH ICU | WELCH ALLYN, INC. | Intermittent electronic patient thermometer | 692 | 06126612 | No
00699 | SURGERY: 7421 | KVMH Surgery | Welch Allyn Inc A Subsidiary of Baxter | Lights, Examination | GS300 | NSN401658179 | No
00702 | SURGERY: 7421 | KVMH Surgery | STERIS Corp | Incubators, Laboratory, Test Tube | C1392 | 1849091136768 | No
00703 | SURGERY: 7421 | KVMH Surgery | Baxter | Mixer | FIBROTHERM | 28651 | No
00705 | SURGERY: 7421 | KVMH Surgery | Zimmer Biomet | Dermatomes, Electric | 8821-06 | 32028 | No
00708 | SURGERY: 7421 | KVMH Recovery | 3M Health Care | Warming Units, Patient, Forced-Air | 875 BAIR PAWS | 21628 | No
00709 | SURGERY: 7421 | KVMH Surgery | 3M Health Care | Warming Units, Patient, Forced-Air | 875 BAIR PAWS | 21623 | No
00713 | RESPIRATORY THERAPY: 7720 | KVMH Respiratory | FISHER & PAYKEL HEALTHCARE LIMITED | Heated respiratory humidifier | MR850JHU | 060330006559 | No
00716 | RESPIRATORY THERAPY: 7720 | KVMH Respiratory | Welch Allyn Inc A Subsidiary of Baxter | Positive Airway Pressure Units, Continuous | GOODKNIGHT 420 EV | 5509090477 | No
00717 | SNF: 6580 | Skilled Nursing | Detecto Scale Co | Scales, Patient, Floor | 758C | E19206-0221 | No
00719 | RADIOLOGY: 7630 | KVMH Xray | Hologic | MRI System, Open | Esaote | Sys ID 2722 | No
00725 | MED/SURG: 6170 | KVMH Med Surg | CooperSurgical Inc | Audio Systems | SA2 | 005241 | No
00726 | MED/SURG: 6170 | KVMH Med Surg | BD | Thermometers, Electronic, Thermistor/Thermocouple, Patient | TURBO TEMP | 4070226 | No
00727 | MED/SURG: 6170 | KVMH Med Surg | Performance Health | Exercisers, Continuous Passive Motion, Lower Limb | PERFORMA | 1947 | No
00733 | MED/SURG: 6170 |  | Masimo | Oximeter, Pulse | RAD-87A | R21616 | No
00738 | ER: 7010 | KVMH Emergency Department | CooperSurgical Inc | Detectors, Blood Flow, Ultrasonic | TriaII | F22980 | No
00740 | ER: 7010 | KVMH Emergency Dept | Dazor | Light, Exam | 1050 | n/a | No
00741 | ER: 7010 | KVMH L&D | WELCH ALLYN, INC. | Intermittent electronic patient thermometer | 692 | 08136201 | No
00742 | OB: 6380 | KVMH L&D | WELCH ALLYN, INC. | Intermittent electronic patient thermometer | 690 | 10070804 | No
00743 | OB: 6380 | KVMH L&D | WELCH ALLYN, INC. | Thermometers, Electronic | Sure Temp Plus 692 | 06126549 | No
00744 | OB: 6380 | KVMH L&D | WELCH ALLYN, INC. | Intermittent electronic patient thermometer | 690 | 10070813 | No
00747 | OB: 6380 | KVMH L&D | GE Healthcare | Compressed Gas Proportioners, Oxygen-Air | M2100 | CAQ03515 | No
00750 | OB: 6380 | KVMH L&D | GE Healthcare | Compressed Gas Proportioners, Oxygen-Air | 2100 | CAQ03513 | No
00754 | OB: 6380 | KVMH L&D | STERIS Corp | Warming Units, Multipurpose | QDJ04 | 0415894070 | No
00761 | Long Term Care/Skilled Nursing: 6580 | Mahelona LTC | Invacare Corp | Oxygen Concentrators | IRC5PO2W | 11CF034147 | No
00763 | Long Term Care/Skilled Nursing: 6580 | Mahelona LTC | Allied Healthcare Products Inc | Aspirators, Surgical | 4005 | 20100126008 | No
00764 | Long Term Care/Skilled Nursing: 6580 | ER | WELCH ALLYN, INC. | Intermittent electronic patient thermometer | 692 | 10120229 | No
00765 | Long Term Care/Skilled Nursing: 6580 | Mahelona LTC | WELCH ALLYN, INC. | Intermittent electronic patient thermometer | 692 | 10120572 | No
00766 | WAIMEA CLINIC: 7390 | Waimea Clinic | Essity AB | Saws, Cast, Electric | 0295-200 | 28172 | No
00767 | WAIMEA CLINIC: 7390 | Waimea Clinic | Midmark Corp | Tables, Examination/Treatment, Adjustable | 104 | none | No
00768 | WAIMEA CLINIC: 7390 | Waimea Clinic | WELCH ALLYN, INC. | Intermittent electronic patient thermometer | 690 | 06241337 | No
00769 | WAIMEA CLINIC: 7390 | Waimea Clinic | Welch Allyn Inc A Subsidiary of Baxter | Lights, Examination | 44100 | NSN400406191 | No
00770 | WAIMEA CLINIC: 7390 | Waimea Clinic | Welch Allyn Inc A Subsidiary of Baxter | Noninvasive device battery charger | 71110 | NSN400406252 | No
00771 | WAIMEA CLINIC: 7390 | Waimea Clinic | Midmark Corp | Tables, Examination/Treatment, Adjustable | 104 | none | No
00772 | Specialty Clinic: Specialty Clinic | Mahelona | Drive DeVilbiss Healthcare Inc | Nebulizers | 5650D | D3891877 | No
00773 | WAIMEA CLINIC: 7390 | Waimea Clinic | Drive DeVilbiss Healthcare Inc | Nebulizers | 5650D | D3333697 | No
00776 | Long Term Care/Skilled Nursing: 6580 | SMMH Skilled Nursing | Drive DeVilbiss Healthcare Inc | Nebulizers | 5610D | 712125 | No
00777 | Emergency Dept / Respirator Therapy: 7010 | SMMH Emergency Dept | Burton Medical LLC | Lights, Examination, Ultraviolet, Portable/Handheld | 31603 | 032459 | No
00780 | Long Term Care/Skilled Nursing: 6580 | SMMH Skilled Nursing | Invacare Corp | Oxygen Concentrators | PerfectO2 IRC5P02 | 12HF051011 | No
00781 | Long Term Care/Skilled Nursing: 6580 | SMMH Skilled Nursing | Invacare Corp | Aspirators, Airway | IRC 1135 | 11FEM001242 | No
00782 | Long Term Care/Skilled Nursing: 6580 | Mahelona LTC | Philips Respironics Inc | Nebulizers | 626 | 1853602 | No
00783 | Long Term Care/Skilled Nursing: 6580 | SMMH Skilled Nursing | Invacare Corp | Aspirators, Airway | IRC 1135 | 11FEM001276 | No
00784 | Long Term Care/Skilled Nursing: 6580 | SMMH Skilled Nursing | Invacare Corp | Aspirators, Airway | IRC 1135 | 11FEM001240 | No
00785 | Long Term Care/Skilled Nursing: 6580 | SMMH Skilled Nursing | Invacare Corp | Aspirators, Airway | IRC 1135 | 11FEM001236 | No
00788 | RESPIRATORY THERAPY: 7720 | KVMH RT | Pulmonetic Systems | Power Supplies | MSP1787 | C9904D0060 | No
00789 | RESPIRATORY THERAPY: 7720 | KVMH RT | Pelstar LLC | Scales, Patient, Platform, Electronic | n/a | 400DLK | No
00790 | RESPIRATORY THERAPY: 7720 | Pulmonetic Systems | Pulmonetic Systems | Power Supplies | MSP1787 | 045-1005558 | No
00791 | SURGERY: 7421 | KVMH Surgery | 3M Health Care | Warming Units, Patient, Forced-Air | 875 BAIR PAWS | tbd | No
00794 | RADIOLOGY: 7630 | KVMH Xray | Philips Healthcare | Transducers, Ultrasonic | Probe L12-5 | B0FCXP | No
00795 | RADIOLOGY: 7630 | KVMH Xray | Philips Healthcare | Transducers, Ultrasonic | Probe X6-1 | B0CJMY | No
00797 | RADIOLOGY: 7630 | KVMH Xray | Philips Healthcare | Transducers, Ultrasonic | Probe C10-3v | B0CTGZ | No
00798 | RADIOLOGY: 7630 | KVMH Xray | Philips Healthcare | Transducers, Ultrasonic | Probe S5-1 | B0C4M2 | No
00799 | RADIOLOGY: 7630 | KVMH Xray | Philips Healthcare | Transducers, Ultrasonic | Probe C5-1 | B0FNFW | No
00800 | RADIOLOGY: 7630 | KVMH Xray | Philips Healthcare | Transducers, Ultrasonic | Probe L9-3 | B0HFTB | No
00802 | OB: 6380 | KVMH L&D | Philips Healthcare | Monitors, Physiologic, Fetal | M2705A | DE81107586 | No
00811 | Dental: Dental |  | Healthco International | Dental Delivery Units | Celebity | 81041990 | No
00812 | Psychology: 6340 |  | Invacare Corp | Aspirators, Airway | IRC 1135 | 11FEM001234 | No
00814 | KALAHEO CLINIC: 7395 | KVMH Kalaheo | WELCH ALLYN, INC. | Intermittent electronic patient thermometer | 690 | 14030012 | No
00815 | KALAHEO CLINIC: 7395 | KVMH Kalaheo | WELCH ALLYN, INC. | Intermittent electronic patient thermometer | 690 | 14042583 | No
00823 | RESPIRATORY THERAPY: 7720 | KVMH Respiratory | Philips Respironics Inc | Positive Airway Pressure Units, Bi-Level | System 1 | P111870250F14 | No
00824 | Long Term Care/Skilled Nursing: 6580 | SMMH Skilled Nursing | Cardinal Health | Thermometers, Electronic, Thermistor/Thermocouple, Patient | FILAC3000EZ | A0913756 | No
00826 | Psychology: 6340 | Mahelona LTC | Invacare Corp | Oxygen Concentrators | PerfectO2 | 12HF051012 | No
00827 | Long Term Care/Skilled Nursing: 6580 | SMMH Skilled Nursing | Joerns Healthcare Inc | Patient Transfer Slings, Mechanical Lift | Stature | 0906L0175 | No
00828 | Long Term Care/Skilled Nursing: 6580 | SMMH Skilled Nursing | Invacare Corp | Lifts, Patient Transfer | Reliant 450 | 08EM005450 | No
00830 | Long Term Care/Skilled Nursing: 6580 | SMMH Skilled Nursing | Invacare Corp | Oxygen Concentrators | PerfectO2 | 12IF002057 | No
00832 | Long Term Care/Skilled Nursing: 6580 | SMMH Skilled Nursing | Drive DeVilbiss Healthcare Inc | Nebulizers | 3655D | 2D2276754 | No
00833 | Long Term Care/Skilled Nursing: 6580 | SMMH Skilled Nursing | Philips Respironics Inc | Nebulizers | Inspiration 626 | 1853604 | No
00834 | Long Term Care/Skilled Nursing: 6580 | SMMH Skilled Nursing | Philips Respironics Inc | Nebulizers | Inspiration 626 | 1853607 | No
00839 | Emergency Dept / Respirator Therapy: 7010 |  | Sony Electronics Inc | Printers, Video | UP897MD | 146858 | No
00845 | SURGERY: 7421 |  | Medtronic Minimally Invasive Therapies Group (MITG) | Monitors, Physiologic, Electroencephalography, Bedside | 185-0151 | VT33758 | No
00846 | NURSING ADM: 8720 |  | Cardinal Health | Circulatory Assist Units, Peripheral Compression, Sequential | SCD 700 | V1309490SX | No
00850 | NURSING ADM: 8720 |  | Cardinal Health | Circulatory Assist Units, Peripheral Compression, Sequential | SCD 700 | V1206186SX | No
00851 | NURSING ADM: 8720 |  | Cardinal Health | Circulatory Assist Units, Peripheral Compression, Sequential | SCD 700 | V1313313SX | No
00853 | OB: 6380 |  | Cardinal Health | Circulatory Assist Units, Peripheral Compression, Sequential | SCD 700 | V1206146SX | No
00854 | MED/SURG: 6170 |  | Kendall | Circulatory Assist Units, Peripheral Compression, Sequential | SCD 700 | V1313411SX | No
00858 | NURSING ADM: 8720 |  | Cardinal Health | Circulatory Assist Units, Peripheral Compression, Sequential | SCD 700 | V1202572SX | No
00860 | NURSING ADM: 8720 |  | Cardinal Health | Circulatory Assist Units, Peripheral Compression, Sequential | SCD 700 | V1313417SX | No
00861 | NURSING ADM: 8720 |  | Cardinal Health | Circulatory Assist Units, Peripheral Compression, Sequential | SCD 700 | V1204891SX | No
00863 | NURSING ADM: 8720 |  | Cardinal Health | Circulatory Assist Units, Peripheral Compression, Sequential | SCD 700 | V1313342SX | No
00867 | OB: 6380 |  | Cardinal Health | Circulatory Assist Units, Peripheral Compression, Sequential | SCD 700 | V1313382SX | No
00871 | Long Term Care/Skilled Nursing: 6580 | Mahelona LTC | Precision Medical, Inc. | Emergency airway clearance suction system, electric | PM63 | 004602 | No
00872 | Emergency Dept / Respirator Therapy: 7010 | morgue | GE Healthcare | Electrocardiographs, Multichannel, Interpretive | Mac 5500HD | SKJ14473690PA | No
00877 | Psychology: 6340 |  | WELCH ALLYN, INC. | Multiple physiological parameter spot-check system, clinical | 42MOB | 201519217 | No
00880 | Specialty Clinic: Specialty Clinic |  | WELCH ALLYN, INC. | Multiple physiological parameter spot-check system, clinical | 420TB | 201107902 | No
00882 | Long Term Care/Skilled Nursing: 6580 |  | WELCH ALLYN, INC. | Multiple physiological parameter spot-check system, clinical | 42MOB | 201519296 | No
00883 | Emergency Dept / Respirator Therapy: 7010 |  | REICHERT, INC. | Ophthalmic tonometer, battery-operated | TonoPen XL | 45147 | No
00887 | Specialty Clinic: Specialty Clinic | Samuel M. | ZOLL Medical Corp An Asahi Kasei Co | Defibrillators, External, Automated | Powerheart AED G3 Pro | 4211009 | Yes
00892 | Specialty Clinic: Specialty Clinic |  | Nonin Medical Inc | Oximeters, Pulse | IPX2 | 501368911 | No
00893 | SURGERY: 7421 | pacu | Mindray North America | Monitors, Physiologic, Vital Signs | Passport 8 | HP-52000116 | No
00894 | SURGERY: 7421 | pacu | Mindray North America | Monitors, Physiologic, Vital Signs | Passport 8 | nsn | No
00895 | RESPIRATORY THERAPY: 7720 |  | ResMed Corp | Positive Airway Pressure Units, Continuous | 37028 | 23151547498 | No
00896 | RESPIRATORY THERAPY: 7720 |  | ResMed Corp | Positive Airway Pressure Units, Continuous | 37028 | 23151547500 | No
00897 | RESPIRATORY THERAPY: 7720 |  | ResMed Corp | Positive Airway Pressure Units, Continuous | 37028 | 23151101835 | No
00898 | RESPIRATORY THERAPY: 7720 |  | ResMed Corp | Positive Airway Pressure Units, Continuous | 37028 | 23151101397 | No
00899 | Kukui'ula: Kukui'ula | UrgentCare | Zoll Medical Corporation | Rechargeable professional automated external defibrillator | AED Plus | X14K718419 | Yes
00900 | Kukui'ula: Kukui'ula |  | Welch Allyn Inc A Subsidiary of Baxter | ECG, Multi Channel | CP150 | 100025423015 | No
00901 | WAIMEA CLINIC: 7390 |  | Welch Allyn | Audiometer | 282 | GS0057975 | No
00902 | Kukui'ula: Kukui'ula |  | WELCH ALLYN, INC. | Intermittent electronic patient thermometer | 690 | 15061068 | No
00903 | WAIMEA CLINIC: 7390 |  | WELCH ALLYN, INC. | Impedance audiometer | 23301 | 201501283 | No
00904 | WAIMEA CLINIC: 7390 | 1st floor | Welch Allyn Inc A Subsidiary of Baxter | Recorders, Physiologic, Blood Pressure | 64MTXX | 100019913016 | No
00905 | Kukui'ula: Kukui'ula |  | Burton Medical LLC | Lights, Examination, Ultraviolet, Portable/Handheld | UV502 | 6810578 | No
00906 | Kukui'ula: Kukui'ula |  | Welch Allyn Inc A Subsidiary of Baxter | Thermometers, Electronic, Infrared, Ear | PRO4000 | 11215K01919 | No
00907 | Kukui'ula: Kukui'ula |  | seca North America | Scales, Infant | 13341321008 | 5334141144260 | No
00914 | SURGERY: 7421 | KVMH GI | Olympus America Inc | Insufflators, Endoscopic | UCR | 7424395 | No
00915 | SURGERY: 7421 |  | Wells Johnson Co | Aspirators, Surgical | Hercules | 18921213 | No
00916 | Kukui'ula: Kukui'ula |  | WELCH ALLYN, INC. | Impedance audiometer | 23301 | 201502296 | No
00917 | Kukui'ula: Kukui'ula |  | CooperSurgical Inc | Detectors, Blood Flow, Ultrasonic | L250 | 2015040348 | No
00918 | Kukui'ula: Kukui'ula |  | Burton Medical LLC | Lights, Examination, Ultraviolet, Portable/Handheld | UV502 | 6813205 | No
00919 | Kukui'ula: Kukui'ula |  | Drive DeVilbiss Healthcare Inc | Nebulizers | 5650D | D7024409 | No
00920 | Kukui'ula: Kukui'ula |  | Drive DeVilbiss Healthcare Inc | Nebulizers | 5650D | D7018166 | No
00921 | Kukui'ula: Kukui'ula |  | Drive DeVilbiss Healthcare Inc | Nebulizers | 5650D | D7024353 | No
00922 | Kukui'ula: Kukui'ula |  | WELCH ALLYN, INC. | Intermittent electronic patient thermometer | 690 | 15231049 | No
00923 | Kukui'ula: Kukui'ula |  | WELCH ALLYN, INC. | Intermittent electronic patient thermometer | 690 | 15430372 | No
00924 | Kukui'ula: Kukui'ula |  | Welch Allyn Inc A Subsidiary of Baxter | Ophthalmoscope/Otoscopes | 40828 | NONE | No
00925 | Kukui'ula: Kukui'ula |  | Welch Allyn Inc A Subsidiary of Baxter | Lights, Examination | GS300 | NONE | No
00926 | Kukui'ula: Kukui'ula |  | Welch Allyn Inc A Subsidiary of Baxter | Ophthalmoscope/Otoscopes | 40828 | NONE | No
00927 | Kukui'ula: Kukui'ula |  | Welch Allyn Inc A Subsidiary of Baxter | Lights, Examination | GS300 | NONE | No
00928 | Kukui'ula: Kukui'ula |  | Midmark Corp | Tables, Examination/Treatment, Adjustable | 204 | V1667500 | No
00930 | Kukui'ula: Kukui'ula |  | Welch Allyn Inc A Subsidiary of Baxter | Lights, Examination | GS300 | NONE | No
00931 | Kukui'ula: Kukui'ula |  | Welch Allyn Inc A Subsidiary of Baxter | Ophthalmoscope/Otoscopes | 40828 | NONE | No
00932 | Kukui'ula: Kukui'ula |  | Midmark Corp | Tables, Examination/Treatment, Adjustable | 625 | V1692278 | No
00933 | Kukui'ula: Kukui'ula |  | Midmark Corp | Lights, Examination | 253 | V1661843 | No
00934 | Kukui'ula: Kukui'ula |  | Midmark Corp | Tables, Examination/Treatment, Adjustable | 204 | V1667515 | No
00935 | WAIMEA CLINIC: 7390 |  | Apyx Medical Corp | Electrosurgical Units, Monopolar/Bipolar | A940 | AA3815017 | No
00936 | Kukui'ula: Kukui'ula |  | Welch Allyn Inc A Subsidiary of Baxter | Ophthalmoscope/Otoscopes | 40828 | NONE | No
00937 | Kukui'ula: Kukui'ula |  | Midmark Corp | Tables, Examination/Treatment, Adjustable | 204 | V1660294 | No
00938 | Kukui'ula: Kukui'ula |  | Welch Allyn Inc A Subsidiary of Baxter | Lights, Examination | GS300 | NONE | No
00939 | Kukui'ula: Kukui'ula |  | Midmark Corp | Tables, Examination/Treatment, Adjustable | 223-016 | V1692282 | No
00940 | Kukui'ula: Kukui'ula |  | Midmark Corp | Lights, Examination | 253 | V1661849 | No
00941 | Kukui'ula: Kukui'ula |  | WELCH ALLYN, INC. | Impedance audiometer | 23301 | 201502290 | No
00942 | Kukui'ula: Kukui'ula |  | Welch Allyn Inc A Subsidiary of Baxter | Ophthalmoscope/Otoscopes | 40828 | NONE | No
00943 | Kukui'ula: Kukui'ula |  | Welch Allyn Inc A Subsidiary of Baxter | Lights, Examination | GS300 | NONE | No
00945 | Kukui'ula: Kukui'ula |  | Welch Allyn Inc A Subsidiary of Baxter | Lights, Examination | GS300 | NONE | No
00946 | Kukui'ula: Kukui'ula |  | Midmark Corp | Tables, Examination/Treatment, Adjustable | 204-200 | V1686162 | No
00947 | Kukui'ula: Kukui'ula |  | Welch Allyn Inc A Subsidiary of Baxter | Ophthalmoscope/Otoscopes | 40828 | NONE | No
00948 | Kukui'ula: Kukui'ula |  | Welch Allyn Inc A Subsidiary of Baxter | Ophthalmoscope/Otoscopes | 40828 | NONE | No
00949 | Kukui'ula: Kukui'ula |  | Midmark Corp | Tables, Examination/Treatment, Adjustable | 204-200 | V1686134 | No
00950 | Kukui'ula: Kukui'ula |  | Welch Allyn Inc A Subsidiary of Baxter | Lights, Examination | GS300 | NONE | No
00951 | Kukui'ula: Kukui'ula |  | Welch Allyn Inc A Subsidiary of Baxter | Recorders, Physiologic, Blood Pressure | 64MTXX | 100008204615 | No
00952 | Kukui'ula: Kukui'ula |  | Welch Allyn Inc A Subsidiary of Baxter | ECG, Multi Channel | CP150 | 100038594415 | No
00953 | Kukui'ula: Kukui'ula |  | Welch Allyn Inc A Subsidiary of Baxter | Ophthalmoscope/Otoscopes | 40828 | NONE | No
00954 | Kukui'ula: Kukui'ula |  | Midmark Corp | Tables, Examination/Treatment, Adjustable | 204-200 | V1686133 | No
00955 | Kukui'ula: Kukui'ula |  | Welch Allyn Inc A Subsidiary of Baxter | Lights, Examination | GS300 | NONE | No
00956 | Kukui'ula: Kukui'ula |  | seca North America | Scales, Patient, Floor | 703132993 | 5703139151781 | No
00957 | Kukui'ula: Kukui'ula |  | Welch Allyn Inc A Subsidiary of Baxter | Ophthalmoscope/Otoscopes | 40828 | NONE | No
00958 | Kukui'ula: Kukui'ula |  | Midmark Corp | Tables, Examination/Treatment, Adjustable | 204-200 | V1686131 | No
00959 | Kukui'ula: Kukui'ula |  | Welch Allyn Inc A Subsidiary of Baxter | Lights, Examination | GS300 | NONE | No
00960 | Kukui'ula: Kukui'ula |  | seca North America | Scales, Patient, Floor | 7031321993 | 5703365140957 | No
00971 | Physical Therapy: 7770 | SMMH Physical Therapy | DJO Global Inc | Ultrasound Therapy Systems, Physical Therapy | 2782 | T2415 | No
00977 | ER: 7010 |  | Verathon Inc | Laryngoscopes, Flexible | GLIDESCOPE | AN162605 | No
00980 | WAIMEA CLINIC: 7390 | Waimea Clinic | Doran Scales | Scale, Electronic | DS8030 | DS83150500179 | No
00983 | WAIMEA CLINIC: 7390 |  | Midmark Corp | Lights, Examination | 253 | V1756199 | No
00984 | WAIMEA CLINIC: 7390 |  | CooperSurgical Inc | Detectors, Blood Flow, Ultrasonic | L250 | 2015060499 | No
00985 | Emergency Dept / Respirator Therapy: 7010 | KVMH Respiratory | Philips Respironics Inc | Ventilators, Noninvasive Positive Pressure | BIPAP PRO V60 | 100177568 | Yes
00987 | OB: 6380 | rm105 | GE Healthcare | Warming Units, Patient, Radiant, Infant, Mobile | Panda | PBWV60137 | No
00988 | ICU: 6010 | KVMH ICU | Philips Healthcare | Physiologic Monitor Modules, Multiparameter | M3001A | DE5630FNVW | No
00991 | MED/SURG: 6170 |  | Allied Healthcare Products Inc | Aspirators, Airway | G180 | 1109 | No
00992 | WAIMEA CLINIC: 7390 | Waimea Clinic | EXERGEN CORPORATION | Infrared patient thermometer, skin | TAT5000 | A577835 | No
00994 | MED/SURG: 6170 | KVMH ER | Schiller America | ECG, Multi Channel | AT-102 Plus | 75.03502 | No
00997 | SURGERY: 7421 | KVMH GI | Mindray North America | Monitors, Physiologic, Vital Signs | Passport 8 | HP-6A002510 | No
01070 | WAIMEA CLINIC: 7390 | Waimea Clinic | Welch Allyn Inc A Subsidiary of Baxter | Lights, Examination | speculum | 01070 | No
0575 | MED/SURG: 6170 |  | HILL-ROM, INC. | Lifts, Patient Transfer | Viking XL | 9600575 | No
0618 | WAIMEA CLINIC: 7390 | Waimea Clinic | Medsource International | Thermometer, Electronic, Infrared, Skin (non-contact) | MS-131001 | M26200580618 | No
0652 | MED/SURG: 6170 | KVMH Med Surg | Precision Medical | Suction Unit, Wall Mounted Regulator | Pm3300HV | 00043429 | No
0653 | MED/SURG: 6170 | KVMH Med Surg | Precision Medical | Suction Unit, Wall Mounted Regulator | Pm3300HV | 00043442 | No
0654 | MED/SURG: 6170 | KVMH Med Surg | Precision Medical | Suction Unit, Wall Mounted Regulator | Pm3300HV | 00043440 | No
100719 | Specialty Clinic: Specialty Clinic |  | WELCH ALLYN, INC. | Noninvasive device battery charger | 739 | 20100719 | No
101210 | Specialty Clinic: Specialty Clinic |  | WELCH ALLYN, INC. | Noninvasive device battery charger | 739 | 20101210 | No
101222 | Specialty Clinic: Specialty Clinic |  | Welch Allyn Inc A Subsidiary of Baxter | Lights, Examination | GS | 101222 | No
1070 | WAIMEA CLINIC: 7390 | Waimea Clinic | Welch Allyn Inc A Subsidiary of Baxter | Lights, Examination | speculum | 1070 | No
108981 | Specialty Clinic: Specialty Clinic | Mahelona | seca North America | Scales, Patient, Floor | 7031321998 | 5703282108981 | No
1126 | KALAHEO CLINIC: 7395 | Kalaheo Clinic | ndd Medical Technologies Inc | Spirometers, Diagnostic | Easy One+ | 81126 | No
1155 | SNF: 6580 | KVMH Skilled Nursing | Traceable Products An Antylia Scientific Co | Temperature Monitors, Electronic | 4730 | 240451155 | No
131151 | Specialty Clinic: Specialty Clinic |  | Hillrom Co Inc A Subsidiary of Baxter | Chairs, Procedure | P1320 | C264AC1151 | No
1593 | WAIMEA CLINIC: 7390 | Waimea Clinic | Medsource International | Thermometer, Electronic, Infrared, Skin (non-contact) | MS-131001 | M268200561593 | No
21360 | SCTM Owned Equipment Non-Cap: 00000 |  | Maxtec | Analyzer, Oxygen Tester | maxO2+ | 360 | No
21409 | WAIMEA CLINIC: 7390 | pd | WELCH ALLYN, INC. | Impedance audiometer | 28200 | GS0070812 | No
21410 | Long Term Care/Skilled Nursing: 6580 | SMMH Skilled Nursing | SSCOR, INC. | Emergency airway clearance suction system, electric | 2314 | M34235 | No
21411 | ICU: 6010 | KVMH ICU | SCHILLER Americas Inc | ECG, Multi Channel | AT-102 plus | 75.05503 | No
21412 | SNF: 6580 |  | Hillrom Co Inc A Subsidiary of Baxter A Subsidiary of Baxter | Lifts, Patient Transfer | Golvo 8000 | 5460071 | No
21418 | SURGERY: 7421 | KVMH Surgery | Medtronic Minimally Invasive Therapies Group (MITG) | Electrosurgical Units, Monopolar/Bipolar | FT10 | T9B30556DX | No
21419 | SURGERY: 7421 | KVMH Surgery | Medtronic Minimally Invasive Therapies Group (MITG) | Electrosurgical Units, Monopolar/Bipolar | FT10 | T9B30553DX | No
21509 | SURGERY: 7421 | KVMH Surgery | Alcon Laboratories | Aberrometers | ORA | 16o4500001X-C5485 | No
21510 | SURGERY: 7421 | KVMH Surgery | Alcon Laboratories | Phacoemulsification Units, Cataract Extraction | CENTURION | 1501668801X | No
21524 | Kukui'ula: Kukui'ula |  | Lumenis Be Inc | Slit Lamps | LDS 20 | 60430 | No
21525 | Kukui'ula: Kukui'ula |  | WELCH ALLYN, INC. | Multiple physiological parameter spot-check system, clinical | 42MTB | 201813040 | No
21528 | ELEELE CLINIC: 7391 | Eleele Clinic | Masimo Corp | Oximeters, Pulse | Pronto | 747073 | No
21529 | WAIMEA CLINIC: 7390 | Waimea Clinic | seca North America | Scales, Patient, Floor | 703 | 5703067162177 | No
21531 | Long Term Care/Skilled Nursing: 6580 | SMMH Skilled Nursing | Invacare Corp | Nebulizers | Stratos | OSD00008495 | No
21536 | MED/SURG: 6170 |  | HoverTech | Moving Apparatus, Patient | HT-Air 1200 | SN2F080391 | No
21548 | RESPIRATORY THERAPY: 7720 | KVMH Respiratory | Vyaire Medical Inc | Ventilators, Transport | LTV1200 | E42486 | Yes
21571 | ICU: 6010 | KVMH ICU | Belmont Medical Technologies | Infusion Pumps, Blood/Solution Warming | RI-2 | 2019051699 | No
21572 | Specialty Clinic: Specialty Clinic |  | Welch Allyn | Thermometers, Electronic | Sure Temp | 10470199 | No
21604 | SURGERY: 7421 |  | Zoll Medical Corporation | Physiologic-monitoring defibrillation system | R Series ALS | xx | Yes
21621 | WAIMEA CLINIC: 7390 |  | CooperSurgical Inc | Detectors, Blood Flow, Ultrasonic | L250 | 2018020204 | No
21622 | KALAHEO CLINIC: 7395 | Kalaheo Clinic | Detecto Scale | Scale, Mechanical | tbd | 3P7044 | No
21623 | OB: 6380 | KVMH L&D | Natus Medical Inc | Radiometers, Phototherapy | neoblue radiometer | 15275 / 20198 | No
21640 | Long Term Care/Skilled Nursing: 6580 | Mahelona LTC | WELCH ALLYN, INC. | Intermittent electronic patient thermometer | 690 | 14021810 | No
21664 | ER: 7010 | KVMH Emergency Dept | AccuVein Inc | Vein Finders, Infrared Light | AV500 | AV19290075 | No
21696 | Kukui'ula: Kukui'ula |  | Midmark | Light, Exam | 355-022 | V1734092 | No
21697 | Kukui'ula: Kukui'ula |  | Welch Allyn | Monitor, Vital Signs | 42MTB | 201813042 | No
21698 | SURGERY: 7421 | KVMH Recovery | 3M Health Care | Warming Units, Patient, Forced-Air | 875 | 61217 | No
21700 | SURGERY: 7421 | PACU 1 | Mindray North America | Monitors, Physiologic, Vital Signs | Passport 8 | 93007313 | No
21701 | SURGERY: 7421 | PACU 1 | Mindray North America | Physiologic Monitor Modules, Exhaled Carbon Dioxide | tba | HTA93008836 | No
21702 | ICU: 6010 | KVMH ICU | Philips Healthcare | Physiologic Monitor Modules, Exhaled Carbon Dioxide | M3015A | DE61416716 | No
21703 | ICU: 6010 | KVMH ICU | Philips Healthcare | Physiologic Monitor Modules, Multiparameter | M3001A | DE6520J4LC | No
21704 | ICU: 6010 | KVMH ICU | Elo Touch Solutions | Computer/Computerized System Touchscreens | ELO | A19C007104 | No
21705 | ER: 7010 | KVMH Emergency Dept | Philips Healthcare | Monitoring Systems, Physiologic | M8105A | DE656C0704 | No
21706 | MED/SURG: 6170 | KVMH Med Surg | 3M Health Care | Respirators, Air-Purifying, Particulate/Gas/Vapor | Air Mate Hepa | 334036 | No
21707 | MED/SURG: 6170 | KVMH Med Surg | 3M Health Care | Respirators, Air-Purifying, Particulate/Gas/Vapor | Air Mate Hepa | 336534 | No
21708 | Emergency Dept / Respirator Therapy: 7010 |  | 3M Health Care | Respirators, Air-Purifying, Particulate/Gas/Vapor | Air Mate Hepa | 834523 | No
21728 | WAIMEA CLINIC: 7390 |  | CooperSurgical Inc | Detectors, Blood Flow, Ultrasonic | L250 | 0822086 | No
21741 | OB: 6380 | KVMH L&D | Draeger Inc | Bilirubinometers, Cutaneous | JM105 | H2500669 | No
21742 | WAIMEA CLINIC: 7390 | Waimea ClinicPD | Welch Allyn Inc A Subsidiary of Baxter | Recorders, Physiologic, Blood Pressure | 73MT | 100006555117 | No
21745 | Long Term Care/Skilled Nursing: 6580 | SMMH Skilled Nursing | Mada Medical Products Inc | Nebulizers | 275 | 36946 | No
21754 | Long Term Care/Skilled Nursing: 6580 |  | Verathon Inc | Scanning Systems, Ultrasonic, Small-Parts, Urinary Bladder | Prime Plus | C1511032 | No
21758 | SURGERY: 7421 | KVMH Surgery | Keeler USA | Cryosurgical Units, Ophthalmic | Cryomatic | K0910053 | No
21773 | Long Term Care/Skilled Nursing: 6580 | Long Term Caret | Zoll Medical Corporation | Physiologic-monitoring defibrillation system | R Series ALS | AF20A109796 | Yes
21774 | Emergency Dept / Respirator Therapy: 7010 | ER | Zoll Medical Corporation | Physiologic-monitoring defibrillation system | R Series ALS | AF20A109174 | Yes
21775 | Emergency Dept / Respirator Therapy: 7010 | Mahelona ED | Philips Medical | Monitor System, Module, Cardiac Output/Pressure | M3015A | DE13879653 | No
21794 | ER: 7010 | KVMH Disaster Storage | 3M Health Care | Air Filtration Unit, Portable | Breathe easy | 587103SR | No
21795 | ER: 7010 | KVMH Disaster Storage | 3M Health Care | Air Filtration Unit, Portable | Breathe easy | 587173 | No
21796 | ER: 7010 | KVMH Disaster Storage | 3M Health Care | Air Filtration Unit, Portable | Breathe easy | 560625SR | No
21797 | Emergency Dept / Respirator Therapy: 7010 |  | 3M Health Care | Respirators, Air-Purifying, Particulate/Gas/Vapor | Breathe easy | 675792SR | No
21798 | Emergency Dept / Respirator Therapy: 7010 |  | 3M Health Care | Respirators, Air-Purifying, Particulate/Gas/Vapor | Breathe easy | 675793SR | No
21799 | ELEELE CLINIC: 7391 | Eleele Clinic | WELCH ALLYN, INC. | Impedance audiometer | AudioScope 3 | 201701745 | No
21800 | Specialty Clinic at Kalaheo: 4127388 |  | Draeger Inc | Bilirubinometers, Cutaneous | JM105 | H2500929 | No
21801 | WAIMEA CLINIC: 7390 |  | WELCH ALLYN, INC. | Impedance audiometer | 23301 | 9800644 | No
21802 | WAIMEA CLINIC: 7390 |  | Draeger Inc | Bilirubinometers, Cutaneous | JM105 | H2500162 | No
21816 | WAIMEA CLINIC: 7390 |  | WELCH ALLYN, INC. | Impedance audiometer | 23301 | 9801152 | No
21822 | Specialty Clinic at Kalaheo: 4127388 |  | WELCH ALLYN, INC. | Intermittent electronic patient thermometer | 690 | 1490665 | No
21824 | WAIMEA CLINIC: 7390 | 2ad | Nonin Medical | Oximeter, Pulse | IPX2 | 501835956 | No
21825 | KALAHEO CLINIC: 7395 | Kalaheo Clinic | WELCH ALLYN, INC. | Impedance audiometer | 23300 | 201000400 | No
21843 | Emergency Dept / Respirator Therapy: 7010 |  | Smiths Medical | Warming Units, Blood/Intravenous Solution | HOLTLINE HL-90 | 22015345 | No
21847 | RESPIRATORY THERAPY: 7720 | Samuel M. | Nihon Kohden Corp | Ventilators, Intensive Care | NKV-550 | NKV55020260762 | Yes
21848 | RESPIRATORY THERAPY: 7720 | KVMH Respiratory | Nihon Kohden Corp | Compressors | air-550 | A8107-06-2020 | No
21849 | RESPIRATORY THERAPY: 7720 | KVMH Respiratory | Nihon Kohden Corp | Ventilators, Intensive Care | NKV-550 | NKV55020270805 | Yes
21850 | RESPIRATORY THERAPY: 7720 | KVMH Respiratory | Nihon Kohden Corp | Compressors | air-550 | A8111-06-2020 | No
21851 | RESPIRATORY THERAPY: 7720 | KVMH Respiratory | Nihon Kohden Corp | Ventilators, Intensive Care | NKV-550 | NKV55020270817 | Yes
21852 | RESPIRATORY THERAPY: 7720 | KVMH Respiratory | Nihon Kohden Corp | Compressors | air-550 | A8106-06-2020 | No
21853 | RESPIRATORY THERAPY: 7720 | KVMH Respiratory | Nihon Kohden Corp | Ventilators, Intensive Care | NKV-550 | NKV55020270778 | Yes
21854 | RESPIRATORY THERAPY: 7720 | KVMH Respiratory | Nihon Kohden Corp | Compressors | air-550 | A8112-06-2020 | No
21876 | Psychology: 6340 |  | EXERGEN CORPORATION | Infrared patient thermometer, skin | TAT5000 | A1074104 | No
21877 | OB: 6380 | KVMH L&D | EXERGEN CORPORATION | Infrared patient thermometer, skin | TAT5000 | A958485 | No
21878 | OB: 6380 | 102 | EXERGEN CORPORATION | Infrared patient thermometer, skin | TAT5000 | A962948 | No
21879 | OB: 6380 | Nursy | EXERGEN CORPORATION | Infrared patient thermometer, skin | TAT5000 | A962746 | No
21880 | OB: 6380 | KVMH L&D | Natus Medical Inc | Auditory Function Screening Devices, Newborn | Echo-Screen III | 170H0271 | No
21882 | MED/SURG: 6170 |  | EXERGEN CORPORATION | Infrared patient thermometer, skin | TAT5000 | A887600 | No
21888 | ENVIRONMENTAL SERVICES: 8440 |  | Xenex Disinfection Services LLC | Environmental Disinfection Systems, Ultraviolet Light | PXUV4D | 4359 | No
21889 | ENVIRONMENTAL SERVICES: 8440 |  | Xenex Disinfection Services LLC | Environmental Disinfection Systems, Ultraviolet Light | PXUV4D | 4358 | No
21891 | Long Term Care/Skilled Nursing: 6580 | SMMH Skilled Nursing | Arjo Inc | Standing Frames, Mobile | SARA | KKA0530 | No
21892 | ICU: 6010 | Kvmh ICU | HoverTech | Moving Apparatus, Patient | Hover Matt | 2K039209 | No
21894 | Emergency Dept / Respirator Therapy: 7010 | SMMH Disaster Storage | ILC Dover | Respirators, Air-Purifying | Sentinel XL | 63179 | No
21895 | Emergency Dept / Respirator Therapy: 7010 | SMMH Disaster Storage | ILC Dover | Respirators, Air-Purifying | Sentinel XL | 62996 | No
21896 | Emergency Dept / Respirator Therapy: 7010 | SMMH Disaster Storage | ILC Dover | Respirators, Air-Purifying | Sentinel XL | 63050 | No
21897 | Emergency Dept / Respirator Therapy: 7010 | SMMH Disaster Storage | ILC Dover | Respirators, Air-Purifying | Sentinel XL | 63155 | No
21898 | ICU: 6010 | KVMH ICU | Verathon Inc | Scanning Systems, Ultrasonic, Small-Parts, Urinary Bladder | Prime Plus | C1515149 | No
21899 | SURGERY: 7421 | KVMH SrgyBackRm | HoverTech International | Moving Apparatus, Patient | HT-Air 1200 | 2K039255 | No
21902 | Emergency Dept / Respirator Therapy: 7010 |  | Sony Electronics Inc | Printers, Video | X898MD | 7090649 | No
21907 | Long Term Care/Skilled Nursing: 6580 | SMMH Skilled Nursing | Invacare Corp | Lifts, Patient Transfer | RPL60 | 20HM007323 | No
21910 | Emergency Dept / Respirator Therapy: 7010 | Rm 1 | Philips Healthcare | Monitoring Systems, Physiologic | MP5 | DE656D1676 | No
21911 | Emergency Dept / Respirator Therapy: 7010 |  | Philips Healthcare | Monitoring Systems, Physiologic | MP5 | DE656D1856 | No
21913 | ER: 7010 | KVMH Emergency Dept | Philips Healthcare | Monitoring Systems, Physiologic | M8105A | DE656C0737 | No
21918 | Emergency Dept / Respirator Therapy: 7010 | SMMH Emergency Dept | Bio Medical Devices International Inc dba MAXAIR Systems | Respirators, Air-Purifying, Gas/Vapor | MaxAir | 2080-03 | No
21919 | Long Term Care/Skilled Nursing: 6580 |  | Bio Medical Devices International Inc dba MAXAIR Systems | Respirators, Air-Purifying, Gas/Vapor | MaxAir | 135253 | No
21920 | OB: 6380 | OB | Philips Healthcare | Monitor System, Central Station, OB | 5810 | 2UA9121920 | No
21920 | Emergency Dept / Respirator Therapy: 7010 | SMMH Emergency Dept | Bio Medical Devices International Inc dba MAXAIR Systems | Respirators, Air-Purifying, Gas/Vapor | MaxAir | 135242 | No
21921 | Emergency Dept / Respirator Therapy: 7010 | SMMH Emergency Dept | Bio Medical Devices International Inc dba MAXAIR Systems | Respirators, Air-Purifying, Gas/Vapor | MaxAir | 135254 | No
21922 | Long Term Care/Skilled Nursing: 6580 |  | Bio Medical Devices International Inc dba MAXAIR Systems | Respirators, Air-Purifying, Gas/Vapor | MaxAir | 135222 | No
21931 | ER: 7010 |  | Bio Medical Devices International Inc dba MAXAIR Systems | Respirators, Air-Purifying, Gas/Vapor | MaxAir | 079104 | No
21932 | ER: 7010 |  | Bio Medical Devices International Inc dba MAXAIR Systems | Respirators, Air-Purifying, Gas/Vapor | MaxAir | 078707 | No
21933 | ER: 7010 |  | Bio Medical Devices International Inc dba MAXAIR Systems | Respirators, Air-Purifying, Gas/Vapor | MaxAir | 079088 | No
21934 | ER: 7010 |  | Bio Medical Devices International Inc dba MAXAIR Systems | Respirators, Air-Purifying, Gas/Vapor | MaxAir | 077579 | No
21936 | ER: 7010 |  | Bio Medical Devices International Inc dba MAXAIR Systems | Respirators, Air-Purifying, Gas/Vapor | MaxAir | 077581 | No
21947 | Kukui'ula: Kukui'ula |  | Quidel | Analyzer, Enzyme, Immunoassay, Basic | Sofia 2 | 25021983 | No
21958 | SURGERY: 7421 | KVMH Surgery | Stryker | Video, Display | 32 | A0053 | No
21959 | MED/SURG: 6170 |  | EXERGEN CORPORATION | Infrared patient thermometer, skin | TAT5000 | A1058324 | No
21962 | MED/SURG: 6170 |  | B Braun/McGaw | Pump, Infusion, PCA | PCA | 613786 | No
21963 | MED/SURG: 6170 |  | B Braun/McGaw | Pump, Infusion, PCA | PCA | 613740 | No
21964 | OB: 6380 | KVMH L&D | B Braun/McGaw | Pump, Infusion, PCA | PCA | 613736 | No
21965 | OB: 6380 | KVMH L&D | B Braun/McGaw | Pump, Infusion, PCA | PCA | 613781 | No
21966 | ICU: 6010 |  | B Braun/McGaw | Pump, Infusion, PCA | PCA | 613753 | No
21967 | ICU: 6010 |  | B Braun/McGaw | Pump, Infusion, PCA | PCA | 613774 | No
21968 | MED/SURG: 6170 |  | B Braun/McGaw | Pump, Infusion, PCA | PCA | 613745 | No
21973 | Long Term Care/Skilled Nursing: 6580 |  | B Braun Medical Inc | Infusion Pumps, Multitherapy | Infusomat | 773865 | No
21974 | Emergency Dept / Respirator Therapy: 7010 |  | B Braun Medical Inc | Infusion Pumps, Multitherapy | Infusomat | 773742 | No
21975 | Long Term Care/Skilled Nursing: 6580 |  | B Braun Medical Inc | Infusion Pumps, Multitherapy | Infusomat | 773752 | No
21976 | Long Term Care/Skilled Nursing: 6580 |  | B Braun Medical Inc | Infusion Pumps, Multitherapy | Infusomat | 773784 | No
21977 | Long Term Care/Skilled Nursing: 6580 |  | B Braun Medical Inc | Infusion Pumps, Multitherapy | Infusomat | 773739 | No
21978 | Long Term Care/Skilled Nursing: 6580 |  | B Braun Medical Inc | Infusion Pumps, Multitherapy | Infusomat | 773757 | No
21979 | Long Term Care/Skilled Nursing: 6580 |  | B Braun Medical Inc | Infusion Pumps, Multitherapy | Infusomat | 773785 | No
21980 | Long Term Care/Skilled Nursing: 6580 |  | B Braun Medical Inc | Infusion Pumps, Multitherapy | Infusomat | 773750 | No
21981 | Long Term Care/Skilled Nursing: 6580 |  | B Braun Medical Inc | Infusion Pumps, Multitherapy | Infusomat | 773758 | No
21982 | Emergency Dept / Respirator Therapy: 7010 |  | B Braun Medical Inc | Infusion Pumps, Multitherapy | Infusomat | 773878 | No
21983 | Emergency Dept / Respirator Therapy: 7010 |  | B Braun Medical Inc | Infusion Pumps, Multitherapy | Infusomat | 773764 | No
21984 | Emergency Dept / Respirator Therapy: 7010 |  | B Braun Medical Inc | Infusion Pumps, Multitherapy | Infusomat | 773691 | No
21985 | Emergency Dept / Respirator Therapy: 7010 |  | B Braun Medical Inc | Infusion Pumps, Multitherapy | Infusomat | 773737 | No
21986 | Emergency Dept / Respirator Therapy: 7010 |  | B Braun Medical Inc | Infusion Pumps, Multitherapy | Infusomat | 773762 | No
21987 | Emergency Dept / Respirator Therapy: 7010 |  | B Braun Medical Inc | Infusion Pumps, Multitherapy | Infusomat | 773740 | No
21988 | OB: 6380 | KVMH L&D | AccuVein Inc | Vein Finders, Infrared Light | AV500 | AV21170256 | No
21990 | Specialty Clinic at Kalaheo: 4127388 |  | GE Healthcare | Scanning Systems, Ultrasonic, General-Purpose | Voluson swift | VPXS00955 | No
222860 | SURGERY: 7421 | KVMH Surgery | Stryker Endoscopy Div Stryker Corp | Irrigation/Distention Systems, Arthroscopic | Crossflow | 191502614 | No
222887 | PHYSICAL THERAPY: 7770 | PT | Consolidated | Refrigerator/Freezer, Lab | GFC05M3AD0 | WB42208504 | No
22293 | SURGERY: 7421 | KVMH Surgery | Zimmer Biomet | Tourniquets, Pneumatic | ATS 4000 | 401803220011 | No
22800 | Specialty Clinic: Specialty Clinic |  | Nanosonics Ltd | Disinfectors, Vapor Germicide, Ultrasonic Transducer Probe | Trophon EPR | 72316-024 | No
22801 | Emergency Dept / Respirator Therapy: 7010 |  | Nanosonics Ltd | Disinfectors, Vapor Germicide, Ultrasonic Transducer Probe | Trophon EPR | 72316-010 | No
22802 | RADIOLOGY: 7630 |  | Nanosonics Ltd | Disinfectors, Vapor Germicide, Ultrasonic Transducer Probe | Trophon EPR | 72316-001 | No
22803 | MED/SURG: 6170 |  | Zoll Medical Corporation | Physiologic-monitoring defibrillation system | R Series ALS | AF17G068257 | Yes
22804 | ER: 7010 | er | Zoll Medical Corporation | Physiologic-monitoring defibrillation system | R Series ALS | AF17G068256 | Yes
22805 | OB: 6380 | KVMH L&D | WELCH ALLYN, INC. | Intermittent electronic patient thermometer | 690 | 17500085 | No
22807 | OB: 6380 | KVMH L&D | WELCH ALLYN, INC. | Intermittent electronic patient thermometer | 690 | 17456381 | No
22808 | OB: 6380 | KVMH L&D | WELCH ALLYN, INC. | Intermittent electronic patient thermometer | 690 | 22808 | No
22810 | OB: 6380 | KVMH L&D | WELCH ALLYN, INC. | Intermittent electronic patient thermometer | 690 | 17289878 | No
22812 | ER: 7010 | room1 | Zoll Medical Corporation | Physiologic-monitoring defibrillation system | R Series ALS | AF18L089487 | Yes
22813 | ICU: 6010 | KVMH ICU | Zoll Medical Corporation | Physiologic-monitoring defibrillation system | R Series ALS | AF18L090347 | Yes
22814 | OB: 6380 |  | Zoll Medical Corporation | Physiologic-monitoring defibrillation system | R Series ALS | AF18L090342 | Yes
22815 | MED/SURG: 6170 |  | Philips Healthcare | Monitors, Physiologic, Vital Signs | VS4 | US42764419 | No
22816 | MED/SURG: 6170 |  | Philips Healthcare | Monitors, Physiologic, Vital Signs | VS4 | US42764420 | No
22817 | MED/SURG: 6170 |  | Philips Healthcare | Monitors, Physiologic, Vital Signs | VS4 | US42764422 | No
22818 | MED/SURG: 6170 |  | Philips Healthcare | Monitors, Physiologic, Vital Signs | VS4 | US42764421 | No
22819 | ER: 7010 | KVMH Emergency Dept | Philips Healthcare | Monitoring Systems, Physiologic | M8105A | DE656C0742 | No
22820 | ICU: 6010 | KVMH ICU | Philips Healthcare | Monitors, Physiologic, Multipurpose, Bedside | Intelliview | DE671F4348 | No
22823 | ER: 7010 | KVMH Emergency Dept | Philips Healthcare | Monitoring Systems, Physiologic | M8105A | DE656C0697 | No
22824 | ER: 7010 | KVMH Emergency Dept | Philips Healthcare | Monitoring Systems, Physiologic | M8105A | DE656C0741 | No
22825 | ER: 7010 | KVMH Emergency Dept | Philips Healthcare | Monitoring Systems, Physiologic | M8105A | DE656C0734 | No
22827 | ER: 7010 | KVMH ICU | SCHILLER Americas Inc | ECG, Multi Channel | AT-102 plus | 72.02117 | No
22828 | ICU: 6010 | KVMH ICU | Schiller America | ECG, Multi Channel | AT-102 plus | 72.02108 | No
22829 | SURGERY: 7421 | KVMH Surgery | Olympus America Inc | Monitors, Video | OEV262H | 7880893 | No
22830 | SURGERY: 7421 | KVMH GI | Olympus America Inc | Image Processors, Video, Endoscopy | CV-190 | 7845085 | No
22831 | SURGERY: 7421 | KVMH GI | Olympus America Inc | Light Sources, Endoscope | CLV-190 | 7880289 | No
22832 | SURGERY: 7421 | KVMH Surgery | Olympus America Inc | Printers, Video | OEP-5 | A827358 | No
22833 | SURGERY: 7421 | KVMH Surgery | Olympus America Inc | Irrigation/Distention Systems | OFP-2 | 21866841 | No
22834 | OB: 6380 | Ob | Philips Healthcare | Monitoring Systems, Physiologic | M8105A | DE656C0709 | No
22835 | OB: 6380 | KVMH Emergency Dept | Philips Healthcare | Monitoring Systems, Physiologic | M8105A | DE656C0682 | No
22836 | OB: 6380 | Ob | Philips Healthcare | Monitoring Systems, Physiologic | M8105A | DE656C0705 | No
22837 | OB: 6380 | KVMH Emergency Dept | Philips Healthcare | Monitors, Physiologic, Multipurpose, Bedside, Modular | MX550 | DE671F4370 | No
22838 | OB: 6380 | KVMH Emergency Dept | Philips Healthcare | Monitoring Systems, Physiologic | M8105A | DE656C0707 | No
22839 | ICU: 6010 | KVMH ICU | Philips Healthcare | Monitors, Physiologic, Multipurpose, Bedside | Intelliview | DE671F4351 | No
22840 | ICU: 6010 | KVMH ICU | Philips Healthcare | Monitors, Physiologic, Multipurpose, Bedside | Intelliview | DE671F4350 | No
22841 | ICU: 6010 | KVMH ICU | Philips Healthcare | Monitors, Physiologic, Multipurpose, Bedside | Intelliview | DE671F4349 | No
22842 | Kukui'ula: Kukui'ula | was SM er | FUJIFILM SONOSITE, INC. | General-purpose ultrasound imaging system | EDGE II | Q514PF | No
22843 | Long Term Care/Skilled Nursing: 6580 |  | Welch Allyn Inc A Subsidiary of Baxter | Recorders, Physiologic, Blood Pressure | 74MT | 100092115217 | No
22844 | Long Term Care/Skilled Nursing: 6580 |  | Welch Allyn Inc A Subsidiary of Baxter | Recorders, Physiologic, Blood Pressure | 74MT | 100019153118 | No
22845 | Long Term Care/Skilled Nursing: 6580 |  | Welch Allyn Inc A Subsidiary of Baxter | Recorders, Physiologic, Blood Pressure | 74MT | 100019173118 | No
22846 | Psychology: 6340 |  | Welch Allyn Inc A Subsidiary of Baxter | Monitors, Physiologic, Vital Signs | 74mt | 100046393618 | No
22849 | SNF: 6580 |  | Philips Healthcare | Monitors, Physiologic, Vital Signs | VS4 | US42771984 | No
22850 | OB: 6380 | rm104 | GE Healthcare | Warming Units, Patient, Radiant, Infant, Mobile | Panda Ires | PBWW60221 | No
22851 | OB: 6380 | nursery | GE Healthcare | Warming Units, Patient, Radiant, Infant, Mobile | Panda Ires | PBWW60220 | No
22853 | Emergency Dept / Respirator Therapy: 7010 | SMMH Emergency Dept | Philips Medical | Monitor System, Module, Printer | M1116B | 4227A58462 | No
22854A | Long Term Care/Skilled Nursing: 6580 | Mahelona LTC | WELCH ALLYN, INC. | Intermittent electronic patient thermometer | 690 | 14020138 | No
22855 | Long Term Care/Skilled Nursing: 6580 | SMMH Skilled Nursing | Exergen | Thermometer, Electronic, Temporal Artery | TAT5000 | A789588 | No
22856 | Long Term Care/Skilled Nursing: 6580 | SMMH Skilled Nursing | Invacare Corp | Lifts, Patient Transfer | 9805P | 13GSZ600097 | No
22857 | SURGERY: 7421 | KVMH Surgery | Stryker Endoscopy Div Stryker Corp | Monitors, Video | BPM150S24F11 | SV7329D0385 | No
22858 | SURGERY: 7421 | KVMH Surgery | Stryker Endoscopy Div Stryker Corp | Information Systems, Picture Archiving/Communication, Endoscopy | connected | 191541614 | No
22859 | SURGERY: 7421 | KVMH Surgery | Stryker Endoscopy Div Stryker Corp | Insufflators, Laparoscopic | Phneumoclear | 1907CE0276/0620-050-000 | No
22861 | SURGERY: 7421 | KVMH Surgery | Stryker Instruments Div Stryker Corp | Electrosurgical Units, Bipolar | Crossflow 2 | 19H563204 | No
22862 | SURGERY: 7421 | KVMH Surgery | Stryker Endoscopy Div Stryker Corp | Light Sources | L11 | 19H581034 | No
22863 | SURGERY: 7421 | KVMH Surgery | Stryker Endoscopy Div Stryker Corp | Cameras, Video, Endoscope | 1688 | 19575864 | No
22864 | SURGERY: 7421 | KVMH Surgery | Stryker Endoscopy Div Stryker Corp | Printers, Video | SD 1000 | 25414 | No
22865 | SURGERY: 7421 | KVMH Surgery | Stryker Endoscopy Div Stryker Corp | Monitors, Video | BPM150S24F11 | SV7329D0386 | No
22866 | SURGERY: 7421 | KVMH Surgery | Stryker Endoscopy Div Stryker Corp | Information Systems, Picture Archiving/Communication, Endoscopy | connected | 191549424 | No
22867 | SURGERY: 7421 | KVMH Surgery | Stryker Endoscopy Div Stryker Corp | Insufflators, Laparoscopic | Phneumoclear | 1907CE0316/0620-050 | No
22868 | SURGERY: 7421 | KVMH Surgery | Stryker Endoscopy Div Stryker Corp | Irrigation/Distention Systems, Arthroscopic | Crossflow | 19150444 | No
22869 | SURGERY: 7421 | KVMH Surgery | Stryker Instruments Div Stryker Corp | Electrosurgical Units, Bipolar | Crossflow 2 | 19H562934 | No
22870 | SURGERY: 7421 | KVMH Surgery | Stryker Endoscopy Div Stryker Corp | Light Sources | L11 | 19HS73704 | No
22872 | SURGERY: 7421 | KVMH Surgery | Stryker Endoscopy Div Stryker Corp | Printers, Video | SD 1000 | 25394 | No
22886 | Physical Therapy: 7770 | Mahelona PT | Magic Chef | Refrigerators, Laboratory | NA | 22886 | No
22891 | SURGERY: 7421 | KVMH Surgery | Baxter Healthcare Corp | Infusion Pumps, Multitherapy, Syringe | INFUS OR | 17060045SR | No
22892 | SURGERY: 7421 | KVMH Surgery | Olympus America Inc | Monitors, Video | OEV261H | 7258600 | No
22893 | SURGERY: 7421 | KVMH Surgery | Olympus America Inc | Irrigation/Distention Systems | OFP-2 | 21866824 | No
22894 | SURGERY: 7421 | KVMH GI | Olympus America Inc | Insufflators, Endoscopic | UCR | 7838035 | No
22895 | SURGERY: 7421 | KVMH Surgery | Olympus America Inc | Printers, Video | OEP-5 | A827366 | No
22896 | SURGERY: 7421 | KVMH GI | Olympus America Inc | Light Sources, Endoscope | CLV-190 | 7880355 | No
22897 | SURGERY: 7421 | KVMH GI | Olympus America Inc | Image Processors, Video, Endoscopy | CV-190 | 7845083 | No
22898 | SURGERY: 7421 | KVMH Surgery | Olympus America Inc | Monitors, Video | GSI-128 | 7881023 | No
22904 | SURGERY: 7421 | PACU 1 | Mindray North America | Monitors, Physiologic, Vital Signs | Passport 8 | 93007312 | No
22905 | SURGERY: 7421 | PACU 1 | Mindray North America | Monitors, Physiologic, Vital Signs | Passport 8 | HP93007305 | No
22906 | SURGERY: 7421 | PACU 1 | Mindray North America | Monitors, Physiologic, Vital Signs | Passport 8 | HP93007302 | No
22921 | SURGERY: 7421 | KVMH Surgery | STERIS Corp | Lights, Surgical | Harmony LED | 0413711031 | No
22922 | SURGERY: 7421 | KVMH Surgery | STERIS Corp | Lights, Surgical | Harmony LED | 0413711021 | No
22923 | SURGERY: 7421 | KVMH Surgery | STERIS Corp | Lights, Surgical | Harmony LED | 0413811025 | No
22924 | SURGERY: 7421 | KVMH Surgery | STERIS Corp | Lights, Surgical | Harmony LED | 0413811026 | No
22925 | SPEECH: 7780 | Surgery KVMH | STERIS Corp | Warming Units | DJ04012433111 | 0417111134 | No
22926 | SURGERY: 7421 | KVMH Surgery | STERIS Corp | Incubators, Laboratory, Test Tube | 5.3271 | 16471080 | No
22927 | SURGERY: 7421 | Surgery KVMH | Baxter Healthcare Corp | Hot Plate/Stirrers | 0600047 | FB3323 | No
22928 | SURGERY: 7421 | KVMH Surgery | STERIS Corp | Sterilization Process Indicators, Biological | LCB030 | VS0429317025 | No
22938 | SURGERY: 7421 | KVMH Surgery | Waterloo Healthcare | Refrigerator/Freezer, Standard | UXGKA-36F-DKB | 246149 | No
22941 | SURGERY: 7421 | KVMH Surgery | Carl Zeiss Microscopy LLC | Microscopes, Light, Operating, Ophthalmology | Lumera 700 | G634146464 | No
22942 | OB: 6380 | KVMH L&D | Natus Medical Inc | Phototherapy Units, Visible Light, Hyperbilirubinemia | NeoBlue blanket light box | 73837 | No
22943 | Emergency Dept / Respirator Therapy: 7010 | SMMH Emergency Dept | EXERGEN CORPORATION | Infrared patient thermometer, skin | TAT5000 | A789589 | No
22944 | Emergency Dept / Respirator Therapy: 7010 | SMMH Emergency Dept | Verathon Inc | Laryngoscopes, Rigid, Video | GLIDESCOPE COBALT | AN190906 | No
22945 | ER: 7010 |  | EXERGEN CORPORATION | Infrared patient thermometer, skin | TAT5000 | A751068 | No
22946 | ER: 7010 |  | EXERGEN CORPORATION | Infrared patient thermometer, skin | TAT5000 | A751054 | No
22947 | ER: 7010 | KVMH Emergency Department | seca North America | Scales, Infant | 3341321008 | 53343233171344 | No
22949 | ER: 7010 |  | EXERGEN CORPORATION | Infrared patient thermometer, skin | TAT5000 | A751835 | No
22950 | ER: 7010 | KVMH Emergency Department | Seca Corp | Scale, Neonatal | stand | 5769284174787 | No
22953 | WAIMEA CLINIC: 7390 | Waimea Clinic | Helmer Scientific | Refrigerators, Pharmacy | Horizon HPR120-GX | 2070382 | No
22954 | WAIMEA CLINIC: 7390 | Waimea ClinicPD | Helmer Scientific | Refrigerators, Pharmacy | Horizon HPR120-GX | 2070383 | No
22955 | RESPIRATORY THERAPY: 7720 | KVMH RT | Vapotherm Inc | Oxygen Delivery Units, High-Flow | Precision Flow Plus | PFPC00036767-E | No
22956 | RESPIRATORY THERAPY: 7720 | KVMH RT | Vapotherm Inc | Oxygen Delivery Units, High-Flow | Precision Flow Plus | PFPC00036832-E | No
22958 | Specialty Clinic at Kalaheo: 4127388 |  | WELCH ALLYN, INC. | Impedance audiometer | 23300 | 201501831 | No
22959 | Specialty Clinic at Kalaheo: 4127388 | Waimea Clinic | Tanita Corp of America Inc | Scales, Infant | BD585 | xxx | No
22961 | Specialty Clinic at Kalaheo: 4127388 |  | MAICO Diagnostics US | Audiometers | PILOT TEST | MA9010260 | No
22962 | Specialty Clinic at Kalaheo: 4127388 |  | WELCH ALLYN, INC. | Impedance audiometer | 23300 | 201401456 | No
22963 | Specialty Clinic at Kalaheo: 4127388 |  | WELCH ALLYN, INC. | Impedance audiometer | 23300 | 201402638 | No
22964 | Specialty Clinic at Kalaheo: 4127388 |  | Welch Allyn Inc A Subsidiary of Baxter | Analyzers, Physiologic, Middle Ear, Impedance Tympanometry | MICROTYMP 2 | 201400791 | No
22965 | Specialty Clinic at Kalaheo: 4127388 |  | EXERGEN CORPORATION | Infrared patient thermometer, skin | TAT5000 | A420830 | No
22966 | Specialty Clinic at Kalaheo: 4127388 |  | EXERGEN CORPORATION | Infrared patient thermometer, skin | TAT5000 | A420823 | No
22967 | Specialty Clinic at Kalaheo: 4127388 |  | CMI | Oximeter, Pulse | PC664 | na | No
22969 | Specialty Clinic at Kalaheo: 4127388 |  | WELCH ALLYN, INC. | Multiple physiological parameter spot-check system, clinical | 450EO | 20120201481 | No
22981 | Specialty Clinic at Kalaheo: 4127388 |  | Zoll Medical Corporation | Rechargeable professional automated external defibrillator | AED Plus | x20C268766 | Yes
22982 | Specialty Clinic at Kalaheo: 4127388 |  | Welch Allyn Inc A Subsidiary of Baxter | Thermometers, Electronic, Infrared, Skin | T542 | 22982 | No
22983 | Specialty Clinic at Kalaheo: 4127388 |  | Welch Allyn Inc A Subsidiary of Baxter | Thermometers, Electronic, Infrared, Skin | T542 | 22983 | No
22984 | Specialty Clinic at Kalaheo: 4127388 |  | Welch Allyn Inc A Subsidiary of Baxter | Thermometers, Electronic, Infrared, Skin | T542 | 22984 | No
22985 | Specialty Clinic at Kalaheo: 4127388 |  | Welch Allyn Inc A Subsidiary of Baxter | Thermometers, Electronic, Infrared, Skin | T542 | 22985 | No
22986 | Specialty Clinic at Kalaheo: 4127388 |  | Welch Allyn Inc A Subsidiary of Baxter | Thermometers, Electronic, Infrared, Skin | T542 | 22986 | No
22987 | Specialty Clinic at Kalaheo: 4127388 |  | Welch Allyn Inc A Subsidiary of Baxter | ECG, Multi Channel | CP150 | 100019023420 | No
22989 | Initial Department: 00000 | KVMH Disaster Storage | 3M Health Care | Respirators, Air-Purifying, Particulate/Gas/Vapor | TR-302N | 2D017790 | No
22990 | Initial Department: 00000 |  | 3M Health Care | Respirators, Air-Purifying, Particulate/Gas/Vapor | TR-302N | 2D017857 | No
22991 | Initial Department: 00000 |  | 3M Health Care | Respirators, Air-Purifying, Particulate/Gas/Vapor | TR-302N | 2C017988 | No
22992 | Emergency Dept / Respirator Therapy: 7010 |  | 3M Health Care | Respirators, Air-Purifying, Particulate/Gas/Vapor | TR-302N | 2C18047 | No
22993 | Emergency Dept / Respirator Therapy: 7010 |  | 3M Health Care | Respirators, Air-Purifying, Particulate/Gas/Vapor | TR-302N | 2C017970 | No
22994 | Initial Department: 00000 |  | 3M Health Care | Respirators, Air-Purifying, Particulate/Gas/Vapor | TR-302N | 2C17811 | No
22995 | Initial Department: 00000 | KVMH Disaster Storage | 3M Health Care | Respirators, Air-Purifying, Particulate/Gas/Vapor | TR-302N | 2C017972 | No
22996 | Initial Department: 00000 | KVMH Disaster Storage | 3M Health Care | Respirators, Air-Purifying, Particulate/Gas/Vapor | TR-302N | 2C017995 | No
22997 | Emergency Dept / Respirator Therapy: 7010 |  | 3M Health Care | Respirators, Air-Purifying, Particulate/Gas/Vapor | TR-302N | 2C017898 | No
22998 | Initial Department: 00000 | KVMH Disaster Storage | 3M Health Care | Respirators, Air-Purifying, Particulate/Gas/Vapor | TR-302N | 2C017870 | No
22999 | ENVIRONMENTAL SERVICES: 8440 |  | Xenex Disinfection Services LLC | Environmental Disinfection Systems, Ultraviolet Light | PXUV4D | 4360 | No
23000 | SURGERY: 7421 | KVMH Surgery | Medtronic Minimally Invasive Therapies Group (MITG) | Smoke Evacuation Systems, Surgical | Rapid Vac | 20360055 | No
23001 | Emergency Dept / Respirator Therapy: 7010 | SMMH Disaster Storage | ILC Dover | Respirators, Air-Purifying | Sentinel XL | 62885 | No
23002 | NURSING ADM: 8720 | KVMH Disaster Storage | ILC Dover | Respirators, Air-Purifying | Sentinel XL | 63153 | No
23003 | NURSING ADM: 8720 | KVMH Disaster Storage | ILC Dover | Respirators, Air-Purifying | Sentinel XL | 63047 | No
23004 | NURSING ADM: 8720 |  | ILC Dover | Respirators, Air-Purifying | Sentinel XL | 63180 | No
23005 | NURSING ADM: 8720 |  | ILC Dover | Respirators, Air-Purifying | Sentinel XL | 63176 | No
23006 | NURSING ADM: 8720 |  | ILC Dover | Respirators, Air-Purifying | Sentinel XL | B-63159 | No
23007 | OB: 6380 | KVMH L&D | Allied Healthcare Products Inc | Aspirators, Airway | 405 | na | No
23008 | MED/SURG: 6170 |  | Allied Healthcare Products Inc | Aspirators, Airway | 405 | na | No
23009 | MED/SURG: 6170 |  | Allied Healthcare Products Inc | Aspirators, Airway | 405 | na | No
23010 | OB: 6380 | KVMH L&D | WELCH ALLYN, INC. | Intermittent electronic patient thermometer | 690 | 20349481 | No
23011 | OB: 6380 | KVMH L&D | WELCH ALLYN, INC. | Intermittent electronic patient thermometer | 690 | 2034976 | No
23012 | OB: 6380 | KVMH L&D | WELCH ALLYN, INC. | Intermittent electronic patient thermometer | 690 | 20349490 | No
23013 | OB: 6380 | KVMH L&D | WELCH ALLYN, INC. | Intermittent electronic patient thermometer | 690 | 20349393 | No
23016 | SURGERY: 7421 | KVMH Surgery | Allied Healthcare Products Inc | Aspirators, Airway | 405 | 23016 | No
23032 | OB: 6380 |  | Philips Healthcare | Physiologic Monitor Modules, Pulse Oximetry | spo2 | B53808 | No
23033 | OB: 6380 |  | Philips Healthcare | Physiologic Monitor Modules, Multiparameter | VSM | DE6520J4LF | No
23051 | MED/SURG: 6170 |  | Bio Medical Devices International Inc dba MAXAIR Systems | Respirators, Air-Purifying, Gas/Vapor | MaxAir | 135244 | No
23052 | OB: 6380 |  | Bio Medical Devices International Inc dba MAXAIR Systems | Respirators, Air-Purifying, Gas/Vapor | MaxAir | 135225 | No
23053 | OB: 6380 |  | Bio Medical Devices International Inc dba MAXAIR Systems | Respirators, Air-Purifying, Gas/Vapor | MaxAir | 135218 | No
23055 | OB: 6380 |  | Bio Medical Devices International Inc dba MAXAIR Systems | Respirators, Air-Purifying, Gas/Vapor | MaxAir | 135230 | No
23062 | Specialty Clinic at Kalaheo: 4127388 |  | HemoCue America | Analyzers, Point-of-Care, Whole Blood, Hematology, Hemoglobin | Hb201 | 1167013432 | No
23082 | ER: 7010 | KVMH Emergency Dept | WELCH ALLYN, INC. | Intermittent electronic patient thermometer | 901053 | 21055046 | No
23083 | ER: 7010 | KVMH Emergency Dept | WELCH ALLYN, INC. | Intermittent electronic patient thermometer | 692 | 21076328 | No
23084 | ER: 7010 | KVMH Emergency Dept | WELCH ALLYN, INC. | Intermittent electronic patient thermometer | 901053 | 21075965 | No
23085 | Specialty Clinic: Specialty Clinic | Samuel M. | HemoCue America | Analyzers, Point-of-Care, Whole Blood, Hematology, Hemoglobin | Hb801 | 2037020015 | No
23086 | Specialty Clinic at Kalaheo: 4127388 | Waimea Clinic | HemoCue America | Analyzers, Point-of-Care, Whole Blood, Hematology, Hemoglobin | Hb801 | 2037020002 | No
23087 | Kukui'ula: Kukui'ula | Waimea Clinic | HemoCue America | Analyzers, Point-of-Care, Whole Blood, Hematology, Hemoglobin | Hb801 | 2037020007 | No
23088 | ELEELE CLINIC: 7391 | Waimea Clinic | HemoCue America | Analyzers, Point-of-Care, Whole Blood, Hematology, Hemoglobin | Hb801 | 2037020017 | No
23089 | WAIMEA CLINIC: 7390 | PD | HemoCue America | Analyzers, Point-of-Care, Whole Blood, Hematology, Hemoglobin | Hb801 | 2037020005 | No
23093 | OB: 6380 | KVMH ICU | WELCH ALLYN, INC. | Intermittent electronic patient thermometer | 692 | 93671 | No
23095 | ER: 7010 | KVMH Emergency Dept | WELCH ALLYN, INC. | Intermittent electronic patient thermometer | 692 | 23095 | No
23096 | ER: 7010 | KVMH Emergency Dept | WELCH ALLYN, INC. | Intermittent electronic patient thermometer | 692 | 1620571 | No
23105 | RESPIRATORY THERAPY: 7720 |  | Philips Respironics Inc | Ventilators, Noninvasive Positive Pressure | BIPAP PRO V60 | 100419145 | Yes
23106 | RESPIRATORY THERAPY: 7720 | er | Philips Respironics Inc | Ventilators, Noninvasive Positive Pressure | BIPAP PRO V60 | 100420182 | Yes
23136 | OB: 6380 | KVMH L&D | Medela LLC | Aspirators, Breast | Symphony | 1841771 | No
23137 | OB: 6380 | KVMH Nursery | Natus Medical Inc | Phototherapy Units, Visible Light, Hyperbilirubinemia | NeoBlue | 36911 | No
23138 | OB: 6380 | KVMH L&D | Natus Medical Inc | Phototherapy Units, Visible Light, Hyperbilirubinemia | NeoBlue blanket light box | 011156 | No
23139 | ER: 7010 |  | Bio Medical Devices International Inc dba MAXAIR Systems | Respirators, Air-Purifying, Gas/Vapor | MaxAir | 090286 | No
23142 | WAIMEA CLINIC: 7390 | KVMH Outpatient Clinic | WELCH ALLYN, INC. | Impedance audiometer | 23300 | 201201245 | No
23171 | WAIMEA CLINIC: 7390 | Waimea Clinic | Welch Allyn Inc A Subsidiary of Baxter | Lights, Examination | KleenSpec800 | na | No
23172 | WAIMEA CLINIC: 7390 | Waimea Clinic PD | Masimo Corp | Oximeters, Pulse | SET rainbow | 854531 | No
23174 | Specialty Clinic at Kalaheo: 4127388 | Waimea Clinic | Tanita Corp of America Inc | Scales, Infant | BD815 | 21020130 | No
23181 | WAIMEA CLINIC: 7390 | Waimea Clinic | Welch Allyn Inc A Subsidiary of Baxter | Lights, Examination | speculum | 23181 | No
23182 | WAIMEA CLINIC: 7390 | Waimea Clinic | Welch Allyn Inc A Subsidiary of Baxter | Lights, Examination | speculum | 23182 | No
23183 | Specialty Clinic at Kalaheo: 4127388 |  | Welch Allyn Inc A Subsidiary of Baxter | Lights, Examination | speculum | 23183 | No
23185 | SURGERY: 7421 |  | EXERGEN CORPORATION | Infrared patient thermometer, skin | TAT5000 | A1064584 | No
23186 | MED/SURG: 6170 |  | B Braun Medical Inc | Infusion Pumps, Multitherapy | Infusomat | 773790 | No
23187 | ICU: 6010 |  | B Braun Medical Inc | Infusion Pumps, Multitherapy | Infusomat | 772803 | No
23188 | MED/SURG: 6170 |  | B Braun Medical Inc | Infusion Pumps, Multitherapy | Infusomat | 772624 | No
23189 | OB: 6380 | KVMH L&D | B Braun Medical Inc | Infusion Pumps, Multitherapy | Infusomat | 773793 | No
23190 | OB: 6380 | KVMH L&D | B Braun Medical Inc | Infusion Pumps, Multitherapy | Infusomat | 772793 | No
23191 | ICU: 6010 |  | B Braun Medical Inc | Infusion Pumps, Multitherapy | Infusomat | 773885 | No
23192 | MED/SURG: 6170 |  | B Braun Medical Inc | Infusion Pumps, Multitherapy | Infusomat | 773792 | No
23193 | OB: 6380 | KVMH L&D | B Braun Medical Inc | Infusion Pumps, Multitherapy | Infusomat | 772818 | No
23194 | ER: 7010 |  | B Braun Medical Inc | Infusion Pumps, Multitherapy | Infusomat | 773877 | No
23195 | ICU: 6010 |  | B Braun Medical Inc | Infusion Pumps, Multitherapy | Infusomat | 772824 | No
23197 | ER: 7010 |  | B Braun Medical Inc | Infusion Pumps, Multitherapy | Infusomat | 772808 | No
23198 | MED/SURG: 6170 |  | B Braun Medical Inc | Infusion Pumps, Multitherapy | Infusomat | 773876 | No
23199 | ICU: 6010 |  | B. BRAUN MEDICAL INC. | Infusion pump management unit, mobile | Space Com | 58753 | No
23200 | MED/SURG: 6170 |  | B Braun Medical Inc | Infusion Pumps, Multitherapy, Syringe | Perfusor | 576116 | No
23201 | OB: 6380 | KVMH L&D | B Braun/McGaw | Infusion Pumps, Multitherapy, Syringe | Perfusor | 576076 | No
23202 | ICU: 6010 |  | B Braun/McGaw | Pump, Infusion, Single Channel | Infusomat | 773801 | No
23203 | MED/SURG: 6170 |  | B Braun Medical Inc | Infusion Pumps, Multitherapy | Infusomat | 772797 | No
23204 | MED/SURG: 6170 |  | B Braun Medical Inc | Infusion Pumps, Multitherapy | Infusomat | 772795 | No
23205 | OB: 6380 | KVMH L&D | B Braun Medical Inc | Infusion Pumps, Multitherapy | Infusomat | 773789 | No
23206 | ICU: 6010 |  | B Braun Medical Inc | Infusion Pumps, Multitherapy | Infusomat | 772809 | No
23207 | MED/SURG: 6170 |  | B Braun Medical Inc | Infusion Pumps, Multitherapy | Infusomat | 772770 | No
23208 | MED/SURG: 6170 |  | B Braun Medical Inc | Infusion Pumps, Multitherapy | Infusomat | 772735 | No
23209 | MED/SURG: 6170 |  | B Braun Medical Inc | Infusion Pumps, Multitherapy | Infusomat | 773794 | No
23212 | Kukui'ula: Kukui'ula |  | Ambu | Cystoscope | A View2 Advance | A221020187 | No
23213 | OB: 6380 | KVMH L&D | B Braun Medical Inc | Infusion Pumps, Multitherapy, Syringe | Perfusor | 576102 | No
23214 | MED/SURG: 6170 |  | B Braun Medical Inc | Infusion Pumps, Multitherapy, Syringe | Perfusor | 576067 | No
23215 | ICU: 6010 |  | B Braun Medical Inc | Infusion Pumps, Multitherapy | Infusomat | 772758 | No
23216 | ICU: 6010 |  | B Braun Medical Inc | Infusion Pumps, Multitherapy | Infusomat | 772700 | No
23217 | ICU: 6010 |  | B Braun Medical Inc | Infusion Pumps, Multitherapy | Infusomat | 772790 | No
23218 | MED/SURG: 6170 |  | B Braun Medical Inc | Infusion Pumps, Multitherapy | Infusomat | 773786 | No
23219 | ICU: 6010 |  | B Braun/McGaw | Pump, Infusion, PCA | PCA | 613739 | No
23220 | ICU: 6010 |  | B Braun/McGaw | Pump, Infusion, PCA | PCA | 613756 | No
23221 | MED/SURG: 6170 |  | B Braun/McGaw | Pump, Infusion, PCA | PCA | 613730 | No
23222 | ICU: 6010 |  | B. BRAUN MEDICAL INC. | Infusion pump management unit, mobile | Space Com | 58746 | No
23223 | MED/SURG: 6170 |  | B Braun Medical Inc | Infusion Pumps, Multitherapy | Infusomat | 772806 | No
23224 | OB: 6380 | KVMH L&D | B Braun Medical Inc | Infusion Pumps, Multitherapy | Infusomat | 773725 | No
23225 | OB: 6380 | KVMH L&D | B Braun Medical Inc | Infusion Pumps, Multitherapy | Infusomat | 772762 | No
23226 | MED/SURG: 6170 |  | B Braun Medical Inc | Infusion Pumps, Multitherapy | Infusomat | 772796 | No
23227 | ICU: 6010 |  | B Braun Medical Inc | Infusion Pumps, Multitherapy | Infusomat | 772810 | No
23228 | MED/SURG: 6170 |  | B Braun Medical Inc | Infusion Pumps, Multitherapy | Infusomat | 772811 | No
23229 | ICU: 6010 |  | B Braun Medical Inc | Infusion Pumps, Multitherapy | Infusomat | 772695 | No
23230 | Kukui'ula: Kukui'ula |  | B Braun Medical Inc | Infusion Pumps, Multitherapy | Infusomat | 773791 | No
23231 | ICU: 6010 |  | B Braun Medical Inc | Infusion Pumps, Multitherapy | Infusomat | 773730 | No
23232 | ICU: 6010 |  | B Braun Medical Inc | Infusion Pumps, Multitherapy | Infusomat | 773787 | No
23233 | ER: 7010 |  | B Braun Medical Inc | Infusion Pumps, Multitherapy | Infusomat | 772813 | No
23234 | MED/SURG: 6170 |  | B Braun Medical Inc | Infusion Pumps, Multitherapy | Infusomat | 772812 | No
23235 | ICU: 6010 |  | B Braun Medical Inc | Infusion Pumps, Multitherapy | Infusomat | 773732 | No
23236 | ER: 7010 |  | B Braun Medical Inc | Infusion Pumps, Multitherapy | Infusomat | 772823 | No
23237 | MED/SURG: 6170 |  | B Braun Medical Inc | Infusion Pumps, Multitherapy | Infusomat | 772817 | No
23238 | MED/SURG: 6170 |  | B Braun Medical Inc | Infusion Pumps, Multitherapy | Infusomat | 772759 | No
23239 | ER: 7010 |  | B Braun Medical Inc | Infusion Pumps, Multitherapy | Infusomat | 772798 | No
23240 | MED/SURG: 6170 |  | B Braun Medical Inc | Infusion Pumps, Multitherapy | Infusomat | 772791 | No
23241 | MED/SURG: 6170 |  | B Braun Medical Inc | Infusion Pumps, Multitherapy | Infusomat | 772763 | No
23242 | ICU: 6010 |  | B Braun Medical Inc | Infusion Pumps, Multitherapy | Infusomat | 773879 | No
23243 | OB: 6380 | KVMH L&D | Philips Medical | Monitor, Fetal | M2703A | DE65936570 | No
23246 | Specialty Clinic: Specialty Clinic |  | CooperSurgical Inc | Detectors, Fetal Heart, Ultrasonic | Life Doppler | LD013868 | No
23257 | Emergency Dept / Respirator Therapy: 7010 | SMMH Emergency Dept | 3M Health Care | Warming Units, Patient, Forced-Air | 775 | 187969 | No
23258 | WAIMEA CLINIC: 7390 | Waimea Clinic | Zoll Medical Corporation | Rechargeable professional automated external defibrillator | AED Plus | X21H396786 | Yes
23259 | Long Term Care/Skilled Nursing: 6580 | SMMH Skilled Nursing | Detecto Scale | Scale, Chair | 6880-C | E41521-0106 | No
23279 | Kukui'ula: Kukui'ula | Poipu | B Braun Medical Inc | Infusion Pumps, Multitherapy, Large Volume | Outlook 400ES | E61986 | No
23282 | Specialty Clinic: Specialty Clinic | Mahelona | Welch Allyn Inc A Subsidiary of Baxter | Lights, Examination | GS300 | 23282 | No
23289 | PHYSICAL THERAPY: 7770 | KVMH Physical Therapy | RichMar | Heating Units, Hot-Pack | heatpk | 23289 | No
23301 | WAIMEA CLINIC: 7390 | From Poipu | Welch Allyn | Impedance audiometer | 23301 | 201502291 | No
23377 | Long Term Care/Skilled Nursing: 6580 |  | Bio Medical Devices International Inc dba MAXAIR Systems | Respirators, Air-Purifying, Gas/Vapor | MaxAir | 124634 | No
23378 | Long Term Care/Skilled Nursing: 6580 |  | Bio Medical Devices International Inc dba MAXAIR Systems | Respirators, Air-Purifying, Gas/Vapor | MaxAir | 124646 | No
23383 | RESPIRATORY THERAPY: 7720 |  | Bio Medical Devices International Inc dba MAXAIR Systems | Respirators, Air-Purifying, Gas/Vapor | MaxAir | 124644 | No
2347 | ER: 7010 | KVMH Emergency Dept | Welch Allyn | Thermometers, Electronic | Sure Temp Plus 692 | 16292347 | No
23650 | Specialty Clinic at Kalaheo: 4127388 |  | Welch Allyn Inc A Subsidiary of Baxter | Analyzers, Physiologic, Middle Ear, Impedance Tympanometry | MICROTYMP 2 | 201600347 | No
23709 | WAIMEA CLINIC: 7390 | Waimea Clinic 2ad | Masimo Corp | Oximeters, Pulse | Pronto | 858058 | No
23970 | Specialty Clinic at Kalaheo: 4127388 |  | WELCH ALLYN, INC. | Impedance audiometer | 232 | 04334 | No
25001 | MED/SURG: 6170 | KVMH Med Surg | Stryker Medical Div Stryker Corp | Beds, Electric | 3005 S3 | 21`0701495 | No
25002 | MED/SURG: 6170 | KVMH Med Surg | Stryker Medical Div Stryker Corp | Beds, Electric | 3005 S3 | 210701493 | No
25003 | MED/SURG: 6170 | KVMH Med Surg | Stryker Medical Div Stryker Corp | Beds, Electric | 3005 S3 | 210701490 | No
25004 | MED/SURG: 6170 | KVMH Med Surg | Stryker Medical Div Stryker Corp | Beds, Electric | 3005 S3 | 210701499 | No
25005 | MED/SURG: 6170 | KVMH Med Surg | Stryker Medical Div Stryker Corp | Beds, Electric | 3005 S3 | 210701501 | No
25006 | MED/SURG: 6170 | KVMH Med Surg | Stryker Medical Div Stryker Corp | Beds, Electric | 3005 S3 | 21070497 | No
25007 | MED/SURG: 6170 | KVMH Med Surg | Stryker Medical Div Stryker Corp | Beds, Electric | 3005 S3 | 210701491 | No
25008 | MED/SURG: 6170 | KVMH Med Surg | Stryker Medical Div Stryker Corp | Beds, Electric | 3005 S3 | 210701504 | No
25009 | MED/SURG: 6170 | KVMH Med Surg | Stryker Medical Div Stryker Corp | Beds, Electric | 3005 S3 | 210701498 | No
25010 | MED/SURG: 6170 | KVMH Med Surg | Stryker Medical Div Stryker Corp | Beds, Electric | 3005 S3 | 210701500 | No
25011 | MED/SURG: 6170 | KVMH Med Surg | Stryker Medical Div Stryker Corp | Beds, Electric | 3005 S3 | 210701502 | No
25012 | MED/SURG: 6170 | KVMH Med Surg | Stryker Medical Div Stryker Corp | Beds, Electric | 3005 S3 | 210701494 | No
25013 | MED/SURG: 6170 | KVMH Med Surg | Stryker Medical Div Stryker Corp | Beds, Electric | 3005 S3 | 210701503 | No
25014 | MED/SURG: 6170 | KVMH Med Surg | Stryker Medical Div Stryker Corp | Beds, Electric | 3005 S3 | 210701492 | No
25015 | MED/SURG: 6170 | KVMH Med Surg | Stryker Medical Div Stryker Corp | Beds, Electric | 3005 S3 | 210701496 | No
25016 | Specialty Clinic at Kalaheo: 4127388 |  | HemoCue America | Analyzers, Point-of-Care, Whole Blood, Hematology, Hemoglobin | Hb201 | 1441013083 | No
25017 | Long Term Care/Skilled Nursing: 6580 | SMMH Skilled Nursing | Invacare Corp | Lifts, Patient Transfer | Reliant 450 | 20HM007075 | No
25018 | SURGERY: 7421 | KVMH Surgery | Baxter Healthcare Corp | Infusion Pumps, Multitherapy, Syringe | Infus OR | E020746 | No
25022 | SURGERY: 7421 |  | Bio Medical Devices International Inc dba MAXAIR Systems | Respirators, Air-Purifying, Gas/Vapor | MaxAir | 124627 | No
25023 | SURGERY: 7421 |  | Bio Medical Devices International Inc dba MAXAIR Systems | Respirators, Air-Purifying, Gas/Vapor | MaxAir | 124617 | No
25024 | SURGERY: 7421 |  | Bio Medical Devices International Inc dba MAXAIR Systems | Respirators, Air-Purifying, Gas/Vapor | MaxAir | 124658 | No
25025 | SURGERY: 7421 |  | Bio Medical Devices International Inc dba MAXAIR Systems | Respirators, Air-Purifying, Gas/Vapor | MaxAir | 124641 | No
25026 | SURGERY: 7421 |  | Bio Medical Devices International Inc dba MAXAIR Systems | Respirators, Air-Purifying, Gas/Vapor | MaxAir | 124656 | No
25027 | SURGERY: 7421 |  | Bio Medical Devices International Inc dba MAXAIR Systems | Respirators, Air-Purifying, Gas/Vapor | MaxAir | 124637 | No
25028 | ELEELE CLINIC: 7391 | Eleele Clinic | Verathon Inc | Scanning Systems, Ultrasonic, Small-Parts, Urinary Bladder | Prime Plus | C1520747 | No
25032 | Specialty Clinic: Specialty Clinic |  | Bio Medical Devices International Inc dba MAXAIR Systems | Respirators, Air-Purifying, Gas/Vapor | MaxAir | 124633 | No
25033 | Specialty Clinic: Specialty Clinic |  | Bio Medical Devices International Inc dba MAXAIR Systems | Respirators, Air-Purifying, Gas/Vapor | MaxAir | 124647 | No
25034 | WAIMEA CLINIC: 7390 |  | Bio Medical Devices International Inc dba MAXAIR Systems | Respirators, Air-Purifying, Gas/Vapor | MaxAir | 124632 | No
25035 | WAIMEA CLINIC: 7390 |  | Bio Medical Devices International Inc dba MAXAIR Systems | Respirators, Air-Purifying, Gas/Vapor | MaxAir | 124625 | No
25036 | WAIMEA CLINIC: 7390 |  | Bio Medical Devices International Inc dba MAXAIR Systems | Respirators, Air-Purifying, Gas/Vapor | MaxAir | 124631 | No
25037 | WAIMEA CLINIC: 7390 |  | Bio Medical Devices International Inc dba MAXAIR Systems | Respirators, Air-Purifying, Gas/Vapor | MaxAir | 124653 | No
25038 | Mahelona Clinic: Mahelona Clinic |  | Bio Medical Devices International Inc dba MAXAIR Systems | Respirators, Air-Purifying, Gas/Vapor | MaxAir | 1246301 | No
25039 | ELEELE CLINIC: 7391 |  | Bio Medical Devices International Inc dba MAXAIR Systems | Respirators, Air-Purifying, Gas/Vapor | MaxAir | 143963 | No
25040 | KALAHEO CLINIC: 7395 |  | Bio Medical Devices International Inc dba MAXAIR Systems | Respirators, Air-Purifying, Gas/Vapor | MaxAir | 124651 | No
25041 | KALAHEO CLINIC: 7395 |  | Bio Medical Devices International Inc dba MAXAIR Systems | Respirators, Air-Purifying, Gas/Vapor | MaxAir | 124648 | No
25042 | Specialty Clinic at Kalaheo: 4127388 |  | Bio Medical Devices International Inc dba MAXAIR Systems | Respirators, Air-Purifying, Gas/Vapor | MaxAir | 124655 | No
25043 | Specialty Clinic at Kalaheo: 4127388 |  | Bio Medical Devices International Inc dba MAXAIR Systems | Respirators, Air-Purifying, Gas/Vapor | MaxAir | 124635 | No
25044 | Kukui'ula: Kukui'ula |  | Bio Medical Devices International Inc dba MAXAIR Systems | Respirators, Air-Purifying, Gas/Vapor | MaxAir | 124645 | No
25045 | Kukui'ula: Kukui'ula |  | Bio Medical Devices International Inc dba MAXAIR Systems | Respirators, Air-Purifying, Gas/Vapor | MaxAir | 124657 | No
25046 | Kukui'ula: Kukui'ula |  | Bio Medical Devices International Inc dba MAXAIR Systems | Respirators, Air-Purifying, Gas/Vapor | MaxAir | 124642 | No
25050 | OB: 6380 | KVMH L&D | Parker Hannifin Corp Filtration & Separation Div | Compressed Gas Proportioners, Oxygen-Nitric Oxide | NDX-5000HD | NXHD-3729 | No
25051 | Specialty Clinic: Specialty Clinic |  | Bio Medical Devices International Inc dba MAXAIR Systems | Respirators, Air-Purifying, Gas/Vapor | MaxAir | 124638 | No
25052 | Specialty Clinic: Specialty Clinic |  | Bio Medical Devices International Inc dba MAXAIR Systems | Respirators, Air-Purifying, Gas/Vapor | MaxAir | 124639 | No
25055 | MED/SURG: 6170 | KVMH Med Surg | STERIS Corp | Warming Units | DJ030124131 | 0425221018 | No
25056 | OB: 6380 | KVMH L&D | Max-Air Technology Inc | Cart, Medical | storage cart | 7333 | No
25058 | OB: 6380 | KVMH L&D | Summit Doppler | Blood Flow Detector, Ultrasonic | USTD | 2018050218 | No
25060 | SURGERY: 7421 | KVMH Surgery | Ethicon Endo-Surgery Inc A Johnson & Johnson Co | Electrosurgical Units, Bipolar | esu | 111218010 | No
25061 | ICU: 6010 |  | Bio Medical Devices International Inc dba MAXAIR Systems | Respirators, Air-Purifying, Gas/Vapor | MaxAir | 25061 | No
25062 | ICU: 6010 |  | Bio Medical Devices International Inc dba MAXAIR Systems | Respirators, Air-Purifying, Gas/Vapor | MaxAir | 25062 | No
25064 | ER: 7010 | KVMH Emergency Dept | WELCH ALLYN, INC. | Intermittent electronic patient thermometer | 692 | 7441774 | No
25068 | Specialty Clinic at Kalaheo: 4127388 |  | Spectronics Corp | Lights, Germicidal, Ultraviolet | Q-12 | 363109 | No
25071 | WAIMEA CLINIC: 7390 | Waimea Clinic | GE Healthcare | Scanning Systems, Ultrasonic, General-Purpose | Voluson swift | VPXS00856 | No
25072 | ICU: 6010 | KVMH ICU | WELCH ALLYN, INC. | Intermittent electronic patient thermometer | 692 | 20257994 | No
25074 | ICU: 6010 |  | seca North America | Scales, Patient, Floor | 769 | 5769284174788 | No
25076 | Emergency Dept / Respirator Therapy: 7010 | SMMH Emergency Dept | Health O Meter | Scale, Ambulatory | n/a | 0871 | No
25087 | Psychology: 6340 | SMMH Pysch | WELCH ALLYN, INC. | Intermittent electronic patient thermometer | 692 | 09360209 | No
25090 | MED/SURG: 6170 |  | Bio Medical Devices International Inc dba MAXAIR Systems | Respirators, Air-Purifying, Gas/Vapor | MaxAir | 124652 | No
25091 | MED/SURG: 6170 |  | Bio Medical Devices International Inc dba MAXAIR Systems | Respirators, Air-Purifying, Gas/Vapor | MaxAir | 124636 | No
25092 | MED/SURG: 6170 | KVMH L&D | Max-Air Technology Inc | Cart, Medical | storage cart | no | No
25095 | Specialty Clinic: Specialty Clinic | Samuel M. | Welch Allyn Inc A Subsidiary of Baxter | Ophthalmoscope/Otoscopes | Elite | 25095 | No
25096 | ER: 7010 | KVMH Emergency Dept | WELCH ALLYN, INC. | Intermittent electronic patient thermometer | 692 | 22025319 | No
25097 | ER: 7010 | KVMH Emergency Dept | WELCH ALLYN, INC. | Intermittent electronic patient thermometer | 692 | 22036021 | No
25098 | ER: 7010 | KVMH Emergency Dept | WELCH ALLYN, INC. | Intermittent electronic patient thermometer | 692 | 22036074 | No
25101 | ER: 7010 |  | Bio Medical Devices International Inc dba MAXAIR Systems | Respirators, Air-Purifying, Gas/Vapor | MaxAir | 124626 | No
25102 | ER: 7010 |  | Bio Medical Devices International Inc dba MAXAIR Systems | Respirators, Air-Purifying, Gas/Vapor | MaxAir | 124650 | No
25103 | Physical Therapy: 7770 | Mahelona PT | DJO Global Inc | Ultrasound Therapy Systems, Physical Therapy | 2760 | T22331 | No
25104 | ER: 7010 | KVMH Emergency Dept | WELCH ALLYN, INC. | Intermittent electronic patient thermometer | 692rec | 21463555 | No
25105 | ER: 7010 | KVMH Emergency Dept | WELCH ALLYN, INC. | Intermittent electronic patient thermometer | 692rec | 21463561 | No
25106 | ER: 7010 | KVMH Emergency Dept | WELCH ALLYN, INC. | Intermittent electronic patient thermometer | 692rec | 21463502 | No
25110 | OB: 6380 | KVMH L&D | Olympic Medical | Scale, Electronic | na | TBA | No
25123 | SURGERY: 7421 | KVMH Surgery | Boston Scientific | Electrosurgery Unit | RLV | RSN0078 | No
25124 | ICU: 6010 |  | Covidien | Circulatory Assist Units, Peripheral Compression, Sequential | SCD 700 | V1958460SX | No
25136 | PHYSICAL THERAPY: 7770 |  | Philips Healthcare | Monitoring Systems, Physiologic | MP5 | DE656D7525 | No
25138 | MED/SURG: 6170 |  | Philips Healthcare | Monitoring Systems, Physiologic | MP5 | DE656D7517 | No
25139 | PHYSICAL THERAPY: 7770 |  | Philips Healthcare | Monitoring Systems, Physiologic | MP5 | DE656D7518 | No
25140 | MED/SURG: 6170 |  | Philips Healthcare | Monitoring Systems, Physiologic | MP5 | DE656D7521 | No
25141 | OB: 6380 | KVMH L&D | Natus Medical Inc | Auditory Function Screening Devices, Newborn | Echo-Screen III | 170H0846 | No
25144 | MED/SURG: 6170 |  | Covidien | Circulatory Assist Units, Peripheral Compression, Sequential | SCD 700 | V195847SX | No
25145 | MED/SURG: 6170 |  | Kendall | Circulatory Assist Units, Peripheral Compression, Sequential | SCD 700 | V1958441SX | No
25151 | OB: 6380 |  | Philips Medizin Systeme Böblingen GmbH | Multiple vital physiological parameter monitoring system, clinical | MX400 | DE7580A1F1 | No
25152 | OB: 6380 |  | Philips Healthcare | Physiologic Monitor Modules, Multiparameter | M3001A | DE69592102 | No
25153 | OB: 6380 | KVMH L&D | B Braun/McGaw | Pump, Infusion, PCA | PCA | 613750 | No
25154 | Emergency Dept / Respirator Therapy: 7010 | SMMH Emergency Dept | Philips Healthcare | Monitors, Physiologic, Multipurpose, Bedside, Modular | MX550 | DE758Y8557 | No
25155 | Emergency Dept / Respirator Therapy: 7010 | SMMH Emergency Dept | Philips Healthcare | Physiologic Monitor Modules, Multiparameter | 867036 | DE69591525 | No
25156 | Emergency Dept / Respirator Therapy: 7010 | SMMH Emergency Dept | Philips Healthcare | Physiologic Monitor Modules, Exhaled Carbon Dioxide | 867041 | DE742A1341 | No
25157 | Emergency Dept / Respirator Therapy: 7010 | SMMH Emergency Dept | Philips Healthcare | Monitors, Physiologic, Multipurpose, Bedside, Modular | MX550 | DE758Y8556 | No
25158 | Emergency Dept / Respirator Therapy: 7010 | SMMH Emergency Dept | Philips Healthcare | Physiologic Monitor Modules, Exhaled Carbon Dioxide | 867041 | DE742A1322 | No
25159 | Emergency Dept / Respirator Therapy: 7010 | SMMH Emergency Dept | Philips Healthcare | Physiologic Monitor Modules, Multiparameter | 867036 | DE69591555 | No
25160 | Emergency Dept / Respirator Therapy: 7010 | SMMH Emergency Dept | Philips Healthcare | Monitoring Systems, Physiologic | MP5 | DE656D8303 | No
25161 | Emergency Dept / Respirator Therapy: 7010 | SMMH Emergency Dept | Philips Healthcare | Monitoring Systems, Physiologic | MP5 | DE656D8301 | No
25162 | WAIMEA CLINIC: 7390 | Waimea Clinic | seca North America | Scales, Patient, Floor | 869 | 58 | No
25163 | WAIMEA CLINIC: 7390 |  | MAICO Diagnostics US | Audiometers | PILOT TEST | MA9018897 | No
25164 | ELEELE CLINIC: 7391 | Eleele Clinic | Welch Allyn Inc A Subsidiary of Baxter | ECG, Multi Channel | ELi280 | 122250000979 | No
25166 | WAIMEA CLINIC: 7390 | 2nd Poodiatry | Medicool | Surgical Instrument | 1811 | 1811031853 | No
25169 | Long Term Care/Skilled Nursing: 6580 | Mahelona LTC | Invacare Corp | Oxygen Concentrators | IRC5PO2v | 22HF004405 | No
25170 | Physical Therapy: 7770 |  | The Vollrath Co LLC | Warming Units, Food | 1001 | 957-018 | No
25187 | Lihue Clinic: Lihue Clinic |  | Zoll Medical Corporation | Rechargeable professional automated external defibrillator | AED Plus | X21H390067 | Yes
25188 | ER: 7010 | KVMH Emergency Dept | Stryker Emergency Care | Resuscitators, Cardiac | Lucas 3 | 3522CR40 | Yes
25189 | ER: 7010 | KVMH Emergency Dept | Stryker Instruments Div Stryker Corp | Battery Chargers | Lucas charger | 3222BH41 | No
25190 | Specialty Clinic at Kalaheo: 4127388 |  | Welch Allyn Inc A Subsidiary of Baxter | Recorders, Physiologic, Blood Pressure | 71WT | 100099453922 | No
25194 | Emergency Dept / Respirator Therapy: 7010 | SMMH Emergency Dept | GE Healthcare | Electrocardiographs, Multichannel, Interpretive | Mac 5500HD | SKJ18230054PA | No
25195 | Emergency Dept / Respirator Therapy: 7010 | Mahelona ED | Pelstar LLC | Scales, Infant | 553KL | 5530040578 | No
25196 | Emergency Dept / Respirator Therapy: 7010 |  | Masimo Corp | Oximeters, Pulse | RAD-5v | N47413 | No
25207 | OB: 6380 | KVMH L&D | GE Healthcare | Scanning Systems, Ultrasonic, General-Purpose | Voluson Swift | VPXS01775 | No
25208 | SURGERY: 7421 | KVMH Surgery | Stryker Endoscopy Div Stryker Corp | Cameras, Video, Endoscope | 1688 | 20B547954 | No
25213 | ICU: 6010 | KVMH ICU | Edwards Lifesciences Corp | Monitors, Physiologic, Cardiac Output, Bedside | Hem1 | 13840770 | No
25214 | WAIMEA CLINIC: 7390 | Waimea Clinic | Welch Allyn Inc A Subsidiary of Baxter | Recorders, Physiologic, Blood Pressure | 71WT | 100099533922 | No
25215 | WAIMEA CLINIC: 7390 | Waimea Clinic | Welch Allyn Inc A Subsidiary of Baxter | Recorders, Physiologic, Blood Pressure | 71WT | 100002553922 | No
25310 | Long Term Care/Skilled Nursing: 6580 | SMMH Skilled Nursing | EXERGEN CORPORATION | Infrared patient thermometer, skin | TAT5000 | A1072588 | No
25311 | RESPIRATORY THERAPY: 7720 | KVMH Respiratory | Philips Respironics Inc | Ventilators, Noninvasive Positive Pressure | BIPAP PRO 650P | P033283052FE36 | Yes
25316 | OB: 6380 | KVMH L&D | Parker Laboratories | Warmer, Lotion/Gel | Gell warmer | 25316 | No
25359 | Long Term Care/Skilled Nursing: 6580 | Mahelona LTC | Invacare Corp | Oxygen Concentrators | A5LC-1 | 220202A(21)0417 | No
25360 | Long Term Care/Skilled Nursing: 6580 | Mahelona LTC | Invacare Corp | Oxygen Concentrators | A5LC-1 | 220202A(21)0269 | No
25375 | KALAHEO CLINIC: 7395 |  | WELCH ALLYN, INC. | Impedance audiometer | AM282 | GS0104597 | No
25376 | KALAHEO CLINIC: 7395 | Kalaheo | Welch Allyn Inc A Subsidiary of Baxter | ECG, Multi Channel | ELi280 | 122400000928 | No
25377 | KALAHEO CLINIC: 7395 | Kalaheo Clinic | ndd Medical Technologies Inc | Spirometers, Diagnostic | Easy One Air | 1163401 | No
25378 | KALAHEO CLINIC: 7395 | Kalaheo Clinic | seca North America | Scales, Patient, Floor | 777 | 10000000891413 | No
25414 | OB: 6380 | KVMH L&D | Eitan Medical | Infusion Pumps, Analgesic, Patient-Controlled | Sapphire Eph | 30037-8986 | No
25415 | OB: 6380 | KVMH L&D | Eitan Medical | Infusion Pumps, Analgesic, Patient-Controlled | Sapphire Eph | 30037-9040 | No
25416 | OB: 6380 | KVMH L&D | Eitan Medical | Infusion Pumps, Analgesic, Patient-Controlled | Sapphire Eph | 30035-9624 | No
25417 | OB: 6380 | KVMH L&D | Eitan Medical | Infusion Pumps, Analgesic, Patient-Controlled | Sapphire Eph | 21 30037-8613 | No
25430 | OB: 6380 | nursrey | Stihler Electronic GmbH | Light, Other | Dia120 | DA03298 | No
25473 | ELEELE CLINIC: 7391 | Eleele Clinic | PHC Corp of North America | Refrigerators, Laboratory | MPR-722-PA | 22040373 | No
25489 | ER: 7010 |  | GE Healthcare | Electrocardiographs, Multichannel, Interpretive | Mac7 | 23060054SA | No
25491 | SURGERY: 7421 |  | Edan Instruments Inc | Electrocardiographs, Multichannel | SE-1200 Express | 460016-M22C12370008 | No
25492 | OB: 6380 |  | Cardinal Health | Circulatory Assist Units, Peripheral Compression, Sequential | SCD 700 | V2219197SX | No
25493 | OB: 6380 |  | Cardinal Health | Circulatory Assist Units, Peripheral Compression, Sequential | SCD 700 | V2219193SX | No
25494 | MED/SURG: 6170 |  | Covidien | Circulatory Assist Units, Peripheral Compression, Sequential | SCD 700 | V2219148 | No
25495 | OB: 6380 |  | Covidien | Circulatory Assist Units, Peripheral Compression, Sequential | SCD 700 | V2219175SX | No
25496 | OB: 6380 |  | Cardinal Health | Circulatory Assist Units, Peripheral Compression, Sequential | SCD 700 | V2219143SX | No
25497 | KALAHEO CLINIC: 7395 | Kalaheo Clinic | seca North America | Scales, Patient, Floor | 777 | 10000001119216 | No
25563 | KALAHEO CLINIC: 7395 | Kalaheo Clinic | Welch Allyn | Monitor, Vital Signs | 71WT | 100078883822 | No
25564 | KALAHEO CLINIC: 7395 | Kalaheo Clinic | Welch Allyn Inc A Subsidiary of Baxter | Recorders, Physiologic, Blood Pressure | 71WT | 100008093922 | No
25567 | KALAHEO CLINIC: 7395 |  | PHC Corp of North America | Refrigerator/Freezer, Standard | MPR-N450FH-PA | 221190679 | No
25569 | OB: 6380 |  | Stryker Medical Div Stryker Corp | Pumps, Circulating-Liquid | C2DX | 222208386038 | No
25575 | Specialty Clinic: Specialty Clinic | Samuel | Burton Medical LLC | Lights, Examination, Ultraviolet, Portable/Handheld | UV502 | 7034595 | No
25576 | Physical Therapy: 7770 |  | Master Appliance | Heat Gun | 0008 | 25576 | No
25577 | WAIMEA CLINIC: 7390 |  | CooperSurgical Inc | Detectors, Blood Flow, Ultrasonic | L250R | 2023020021 | No
25578 | WAIMEA CLINIC: 7390 |  | CooperSurgical Inc | Detectors, Blood Flow, Ultrasonic | L250 | LD010539 | No
25579 | WAIMEA CLINIC: 7390 |  | GF Health Products Inc | Warming Units, Gel | GF108 | 0822086 | No
25580 | ICU: 6010 | KVMH ICU | WELCH ALLYN, INC. | Intermittent electronic patient thermometer | 692 | 16290567 | No
25581 | Specialty Clinic: Specialty Clinic | Samuel M. Clinic | Welch Allyn Inc A Subsidiary of Baxter | ECG, Multi Channel | ELi280 | 123070000560 | No
25582 | Specialty Clinic: Specialty Clinic |  | Welch Allyn Inc A Subsidiary of Baxter | Recorders, Physiologic, Blood Pressure | 71WT | 1000888948822 | No
25583 | Specialty Clinic: Specialty Clinic |  | Welch Allyn Inc A Subsidiary of Baxter | Recorders, Physiologic, Blood Pressure | 71WT | 100089174822 | No
25584 | Specialty Clinic: Specialty Clinic |  | WELCH ALLYN, INC. | Impedance audiometer | AM282 | GS0104628 | No
25585 | Psychology: 6340 |  | GE Healthcare | ECG, Multi Channel | Mac VU360 | VU222070139SA | No
25586 | OB: 6380 | KVMH L&D | WELCH ALLYN, INC. | Intermittent electronic patient thermometer | 692 | 23175785 | No
25587 | OB: 6380 | KVMH L&D | WELCH ALLYN, INC. | Intermittent electronic patient thermometer | 692 | 23175781 | No
25588 | OB: 6380 | KVMH L&D | WELCH ALLYN, INC. | Intermittent electronic patient thermometer | 692 | 23175802 | No
25589 | OB: 6380 | KVMH L&D | WELCH ALLYN, INC. | Intermittent electronic patient thermometer | 692 | 23175821 | No
25592 | SURGERY: 7421 | KVMH Surgery | Baxter | Infusion Pumps, Multitherapy, Syringe | Infus OR | E010504 | No
25593 | OB: 6380 | KVMH L&D | Philips Medical | Monitor, Fetal | Avolon CL | DE44809322 | No
25594 | OB: 6380 | KVMH L&D | Philips Medical | Monitor, Fetal | Avolon CL | DE44809334 | No
25596 | WAIMEA CLINIC: 7390 | Waimea Clinic | Welch Allyn | ECG, Multi Channel | ELi280 | 123120001063 | No
25597 | OB: 6380 | KVMH L&D | Philips Medical | Monitor, Fetal | Avolon CL | DE44809324 | No
25598 | OB: 6380 | KVMH L&D | Masimo | Oximeter, Pulse | Rad57 | 879788 | No
25599 | OB: 6380 | KVMH L&D | Masimo | Oximeter, Pulse | Rad57 | 879659 | No
25600 | OB: 6380 | KVMH L&D | Masimo | Oximeter, Pulse | Rad97 | 300162850 | No
25601 | OB: 6380 | KVMH L&D | Masimo | Oximeter, Pulse | Rad57 | 3000162855 | No
25602 | WAIMEA CLINIC: 7390 | Waimea Clinic | Welch Allyn | ECG, Multi Channel | ELi280 | 123110001029 | No
25603 | ENVIRONMENTAL SERVICES: 8440 | Urgent Care Poipu | Xenex Disinfection Services | Light, Ultraviolet | DUVCL1 | RKC10311 | No
25604 | ENVIRONMENTAL SERVICES: 8440 | Urgent Care Poipu | Xenex Disinfection Services | Light, Ultraviolet | DUVCL1 | RKC10275 | No
25609 | SURGERY: 7421 |  | Verathon | Laryngoscope, Video | GLIDESCOPE CORE | CM230670 | No
25610 | SURGERY: 7421 |  | Verathon | Laryngoscope, Video | GLIDESCOPE CORE | CM230536 | No
25611 | SURGERY: 7421 |  | Mindray North America | Monitor, Vital Signs | BeneVisionN1 | AA334071481 | No
25612 | SURGERY: 7421 | KVMH Surgery | EdgeStar | Refrigerator/Freezer, Standard | CMF151L-1 | 18052080162 | No
25613 | SURGERY: 7421 | KVMH Surgery | Stryker | Surgical Instrument Control Panel | CORE2 | 2127100729 | No
25614 | SURGERY: 7421 | KVMH Surgery | Hologic | Irrigator | MySure | M4004E23D0 | No
25615 | Specialty Clinic: Specialty Clinic | Samuel M. | GE Healthcare | Scanning Systems, Ultrasonic, General-Purpose | Voluson swift | VPXS0222B | No
25616 | SURGERY: 7421 | KVMH Surgery | Steris | Incubator, Test Tube | LCB046 | VH0402918032 | No
25617 | SURGERY: 7421 | KVMH Surgery | Steris | Incubator, Test Tube | VERIFY | 08227615 | No
25626 | OB: 6380 | 105 | EXERGEN CORPORATION | Infrared patient thermometer, skin | TAT5000 | A12804311 | No
25633 | WAIMEA CLINIC: 7390 | 2ad Poodiatry | GE Healthcare | Scanning Systems, Ultrasonic, General-Purpose | Voluson swift | VPXS01678 | No
25634 | Emergency Dept / Respirator Therapy: 7010 |  | B Braun/McGaw | Infusion Pumps, Multitherapy, Syringe | Perfusor | 695880 | No
25635 | Emergency Dept / Respirator Therapy: 7010 |  | Mindray | Ultrasound, Diagnostic, Point of Care | TE7 Max | LE4-35000725 | No
25637 | SURGERY: 7421 | KVMH Surgery | Covidien | Electrosurgical Units, Monopolar/Bipolar | FT10 | T3G67419DX | No
25646 | ER: 7010 | KVMH ER | Mindray | Ultrasound, Diagnostic, General Purpose | TE7 max | LE4-35000734 | No
25647 | OB: 6380 | KVMH L&D | Sage | Warming Units, Towelette | 7939 | 22012-017 | No
25648 | Specialty Clinic: Specialty Clinic | Samuel M. | Zoll Medical Corporation | Rechargeable professional automated external defibrillator | AED Plus | X231688110 | Yes
25649 | SURGERY: 7421 | KVMH Surgery | Stryker | Insufflator, CO2 | FM300 | 1712CE0045 | No
25651 | SURGERY: 7421 | preOP | Mindray North America | Monitor, Vital Signs | BeneVisionN12 | F8-28046596 | No
25652 | SURGERY: 7421 | preOP | Mindray North America | Monitor System, Module, Multiparameter | vsm | KLJ28325473 | No
25653 | SURGERY: 7421 | Endo | Mindray North America | Monitor System, Module, CO2 | tba | HPA68002963 | No
25656 | SURGERY: 7421 | tower | Stryker | Video, Camera | 1688 | 19K545594 | No
25657 | Psychology: 6340 | SMMH Pysch | Zoll Medical Corporation | Non-rechargeable public semi-automated external defibrillator | AED PRO | AA23J061816 | Yes
25658 | Physical Therapy: 7770 | SMMH Physical Therapy | Chattanooga | Ultrasound, Therapeutic, With Mus/Nerv Stimulator | 2760 | T24329 | No
25659 | SURGERY: 7421 | KVMH Surgery | Smiths Medical | Warming Units, Blood/Intravenous Solution | HOLTLINE HL-90 | 22027229 | No
25662 | Specialty Clinic: Specialty Clinic | Samuel | Burton Medical | Light, Ultraviolet | UV502 | 7043454 | No
25664 | Lihue Clinic: Lihue Clinic |  | Midmark | Monitor, Vital Signs | BP313 | JFD10201 | No
25665 | Lihue Clinic: Lihue Clinic |  | Midmark | Monitor, Vital Signs | BP313 | JFD10153 | No
25666 | Lihue Clinic: Lihue Clinic |  | Midmark | Light, Exam | BP313 | v2629586 | No
25667 | Lihue Clinic: Lihue Clinic |  | Midmark | Light, Exam | 250-003 | 2629790 | No
25668 | Lihue Clinic: Lihue Clinic |  | Midmark | Light, Exam | 250-003 | 2629749 | No
25669 | Lihue Clinic: Lihue Clinic |  | Seca Corp | Scale, Ambulatory | 7771821004 | 10000001269334 | No
25670 | Lihue Clinic: Lihue Clinic |  | Seca Corp | Scale, Ambulatory | 7771821004 | 10000001269333 | No
25672 | Lihue Clinic: Lihue Clinic |  | Midmark | Oto/Ophthalmoscope | OTOsonic | 25672 | No
25673 | Lihue Clinic: Lihue Clinic |  | Midmark | Oto/Ophthalmoscope | OTOsonic | 25673 | No
25674 | Lihue Clinic: Lihue Clinic |  | Midmark | Oto/Ophthalmoscope | OTOsonic | 25674 | No
25675 | Lihue Clinic: Lihue Clinic |  | AMScope | Microscope, Lab | na | 25675 | No
25676 | Lihue Clinic: Lihue Clinic |  | Titmus Optical | Vision Tester | V2 | V23555 | No
25677 | Lihue Clinic: Lihue Clinic |  | DeVilbiss | Aspirator, Emergency | 565D | D7016711 | No
25678 | Lihue Clinic: Lihue Clinic |  | WELCH ALLYN, INC. | Impedance audiometer | 28200 | G-S0108160 | No
25679 | Lihue Clinic: Lihue Clinic |  | Maico | Audiometer | PILOT TEST | MA9107185 | No
25680 | Lihue Clinic: Lihue Clinic |  | Hillrom Co Inc | ECG, Single Channel | ELi | ELi123470000037 | No
25681 | Lihue Clinic: Lihue Clinic |  | MIDMARK CORPORATION | Examination/treatment table, manual | 204-012 | V657783 | No
25682 | Lihue Clinic: Lihue Clinic |  | MIDMARK CORPORATION | Examination/treatment table, manual | 204-012 | V2657785 | No
25683 | Lihue Clinic: Lihue Clinic |  | Midmark | Oto/Ophthalmoscope | NT4 | 25683 | No
25686 | OB: 6380 |  | Stryker | Hyperthermia Unit | TP700 | 2301794669061 | No
25688 | OB: 6380 | KVMH L&D | Natus Medical | Phototherapy Unit, Neonatal | NeoBlue blanket light box | SN012836 | No
25689 | OB: 6380 | KVMH Nursery | Natus Medical | Phototherapy Unit, Neonatal | NeoBlue | 40208 | No
25691 | OB: 6380 | KVMH L&D | Parker Laboratories | Warmer, Lotion/Gel | Gell warmer | X2201205 | No
25692 | OB: 6380 | KVMH L&D | Summit Doppler | Blood Flow Detector, Ultrasonic | USTD | 2018050195 | No
25694 | Kukui'ula: Kukui'ula |  | Welch Allyn | Monitor, Vital Signs | 71WT | 100079243323 | No
25695 | MED/SURG: 6170 |  | Exergen | Thermometer, Electronic, Temporal Artery | TAT5000 | A1390543 | No
25696 | OB: 6380 | Nurse St. cabinet | Secure Care Products LLC | Infant Security System | Stat | 1737005827 | Yes
25697 | OB: 6380 | KVMH Nursery | Natus Medical | Phototherapy Unit, Neonatal | NeoBlue | 19249 | No
25698 | KALAHEO CLINIC: 7395 |  | Titmus Optical | Vision Tester | V2 | V22810 | No
25699 | Specialty Clinic: Specialty Clinic | Mahelona | Welch Allyn | Light, Exam | GS300 | 25699 | No
25700 | Specialty Clinic: Specialty Clinic | Mahelona | Welch Allyn | Light, Exam | GS300 | 25700 | No
25701 | Mahelona Clinic: Mahelona Clinic |  | CONMED | Electrocautery Unit | 2000 | 23513147 | No
25702 | Specialty Clinic: Specialty Clinic | Mahelona | Seca Corp | Scale, Ambulatory | 7771821004 | 10000001343095 | No
25703 | MED/SURG: 6170 |  | Verathon | Bladder Scanner, Ultrasonic | i10 | CT240300 | No
25737 | WAIMEA CLINIC: 7390 | Waimea Clinic | Welch Allyn | Light, Exam | speculum | 25737 | No
25764 | WAIMEA CLINIC: 7390 | Waimea ClinicPD | Welch Allyn | Monitor, Vital Signs | 73WT | 100096851224 | No
25765 | WAIMEA CLINIC: 7390 | Waimea ClinicPD | Welch Allyn | Monitor, Vital Signs | 73WT | 100088801024 | No
25784 | SNF: 6580 |  | Philips Medical | Monitors, Physiologic, Vital Signs | VS30 | DE78957095 | No
25798 | Long Term Care/Skilled Nursing: 6580 |  | Welch Allyn | Monitor, Vital Signs | 73WT | 100051090624 | No
25799 | SURGERY: 7421 | KVMH Surgery | Smiths Medical | Warming Units, Blood/Intravenous Solution | HOLTLINE HL-90 | 22027752 | No
25806 | MED/SURG: 6170 | KVMH Med Surg | Precision Medical | Suction Unit, Wall Mounted Regulator | Pm3300HV | 00043433 | No
25807 | MED/SURG: 6170 | KVMH Med Surg | Precision Medical | Suction Unit, Wall Mounted Regulator | Pm3300HV | 0043434 | No
25808 | MED/SURG: 6170 | KVMH Med Surg | Precision Medical | Suction Unit, Wall Mounted Regulator | Pm3300HV | 00043423 | No
25809 | MED/SURG: 6170 | KVMH Med Surg | Precision Medical | Suction Unit, Wall Mounted Regulator | Pm3300HV | 00043430 | No
25810 | MED/SURG: 6170 | KVMH Med Surg | Precision Medical | Suction Unit, Wall Mounted Regulator | Pm3300HV | 00043422 | No
25811 | MED/SURG: 6170 | KVMH Med Surg | Precision Medical | Suction Unit, Wall Mounted Regulator | Pm3300HV | 0043436 | No
25812 | MED/SURG: 6170 | KVMH Med Surg | Precision Medical | Suction Unit, Wall Mounted Regulator | Pm3300HV | 00043438 | No
25813 | MED/SURG: 6170 | KVMH Med Surg | Precision Medical | Suction Unit, Wall Mounted Regulator | Pm3300HV | 00043441 | No
25814 | MED/SURG: 6170 | KVMH Med Surg | Precision Medical | Suction Unit, Wall Mounted Regulator | Pm3300HV | 00043437 | No
25815 | MED/SURG: 6170 | KVMH Med Surg | Precision Medical | Suction Unit, Wall Mounted Regulator | Pm3300HV | 00043421 | No
25822 | WAIMEA CLINIC: 7390 | PD | Seca Corp | Scale, Ambulatory | 7771821004 | 10000001243646 | No
25823 | MED/SURG: 6170 |  | 3M Health Care | Warming Units, Patient, Forced-Air | 775 | 219091 | No
25830 | Specialty Clinic: Specialty Clinic | Samuel M. Clinic | Verathon | Bladder Scanner, Ultrasonic | i10 | CT242758 | No
25837 | Specialty Clinic at Kalaheo: 4127388 |  | CONMED | Electrocautery Unit | 7-900-115 | 23513164 | No
25842 | SNF: 6580 |  | HILL-ROM, INC. | Lifts, Patient Transfer | 2040043 | 9602777 | No
25848 | OB: 6380 | Triage | Parker Laboratories | Warmer, Lotion/Gel | Gell warmer | X20201205 | No
25849 | SURGERY: 7421 | KVMH Surgery | Stryker Endoscopy Div Stryker Corp | Insufflators, Laparoscopic | Phneumoclear | 1611CE0307 | No
25850 | SURGERY: 7421 | KVMH Surgery | Baxter Healthcare Corp | Infusion Pumps, Multitherapy, Syringe | Infus OR | 18100354SR | No
25851 | MED/SURG: 6170 |  | EXERGEN CORPORATION | Infrared patient thermometer, skin | TAT5000 | A141172661 | No
25853 | Long Term Care/Skilled Nursing: 6580 | SMMH Skilled Nursing | Cardinal Health | Infusion Pumps, Enteral Feeding | Kangaroo | KS24W0025537 | No
25854 | Long Term Care/Skilled Nursing: 6580 | SMMH Skilled Nursing | Cardinal Health | Infusion Pumps, Enteral Feeding | Kangaroo | KS24W0025490 | No
25855 | MED/SURG: 6170 | KVMH Med Surg | Cardinal Health | Infusion Pumps, Enteral Feeding | Kangaroo Omni | KS24W0025550 | No
25856 | MED/SURG: 6170 | KVMH Med Surg | Cardinal Health | Infusion Pumps, Enteral Feeding | Kangaroo Omni | KS24W0025526 | No
25857 | MED/SURG: 6170 | KVMH Med Surg | Cardinal Health | Infusion Pumps, Enteral Feeding | Kangaroo Omni | KS24W0025491 | No
25858 | MED/SURG: 6170 | KVMH Med Surg | Cardinal Health | Infusion Pumps, Enteral Feeding | Kangaroo Omni | KS24W0025489 | No
25859 | MED/SURG: 6170 | KVMH Med Surg | Cardinal Health | Infusion Pumps, Enteral Feeding | Kangaroo Omni | KS24W0025288 | No
25860 | MED/SURG: 6170 | KVMH Med Surg | Cardinal Health | Infusion Pumps, Enteral Feeding | Kangaroo Omni | KS24W0025503 | No
25861 | MED/SURG: 6170 | KVMH Med Surg | Cardinal Health | Infusion Pumps, Enteral Feeding | Kangaroo Omni | KS24W0025507 | No
25862 | MED/SURG: 6170 |  | B Braun Medical Inc | Infusion Pumps, Multitherapy, Syringe | Perfusor | 701117 | No
25863 | MED/SURG: 6170 |  | B Braun Medical Inc | Infusion Pumps, Multitherapy, Syringe | Perfusor | 701124 | No
25864 | ICU: 6010 |  | B Braun Medical Inc | Infusion Pumps, Multitherapy | Infusomat | 876422 | No
25866 | ICU: 6010 |  | B Braun Medical Inc | Infusion Pumps, Multitherapy | Infusomat | 876454 | No
25867 | ICU: 6010 |  | B Braun Medical Inc | Infusion Pumps, Multitherapy | Infusomat | 876451 | No
25868 | ICU: 6010 |  | B Braun Medical Inc | Infusion Pumps, Multitherapy | Infusomat | 876406 | No
25869 | MED/SURG: 6170 |  | B Braun/McGaw | Pump, Infusion, PCA | PCA | 682619 | No
25870 | MED/SURG: 6170 |  | B Braun/McGaw | Pump, Infusion, PCA | PCA | 682604 | No
25871 | ICU: 6010 |  | B Braun Medical Inc | Infusion Pumps, Multitherapy | Infusomat | 876266 | No
25872 | ICU: 6010 |  | B Braun Medical Inc | Infusion Pumps, Multitherapy | Infusomat | 876381 | No
25873 | ICU: 6010 |  | B Braun Medical Inc | Infusion Pumps, Multitherapy | Infusomat | 876391 | No
25874 | WAIMEA CLINIC: 7390 | Waimea Clinic | Welch Allyn Inc A Subsidiary of Baxter | Recorders, Physiologic, Blood Pressure | 71WT | 100076012124 | No
25879 | ER: 7010 |  | Verathon Inc | Laryngoscopes, Flexible | Core 10 FHB | CP240041 | No
25888 | Emergency Dept / Respirator Therapy: 7010 | SMMH Emergency Dept | Verathon Inc | Laryngoscopes, Rigid, Video | Core 10FHD | CP240117 | No
25889 | SURGERY: 7421 | KVMH Surgery | OR Solutions | Warmer, Solution, Non Blood | ORS-2038D | 8860-R | No
25890 | Physical Therapy: 7770 |  | WR Medical Electronics Co | Baths, Paraffin, Physical Therapy | Performa | 25890 | No
25891 | SURGERY: 7421 | KVMH Surgery | STERIS Corp | Sterilization Process Indicators, Biological | LCB051 | CS24093007 | No
25892 | SURGERY: 7421 | KVMH Surgery | STERIS Corp | Sterilization Process Indicators, Biological | LCB051 | CS24093011 | No
25893 | OB: 6380 | 103 | EXERGEN CORPORATION | Infrared patient thermometer, skin | TAT5000 | A1484997 | No
25908 | WAIMEA CLINIC: 7390 | Waimea Clinic | Medsource International | Thermometer, Electronic, Infrared, Skin (non-contact) | JXB-178 | M68200550613 | No
25910 | Physical Therapy: 7770 | SMMH Physical Therapy | Chattanooga | Stimulator, Nerve | 2871 | T1458 | No
25911 | Physical Therapy: 7770 | SMMH Physical Therapy | _Not Found (Waiting for Addition) (Micro Current Tech) | Stimulator, TENS | FSM | CC13583 | No
25912 | Physical Therapy: 7770 | SMMH Physical Therapy | _Not Found (Waiting for Addition) (Micro Current Tech) | Stimulator, TENS | FSM | CC13582 | No
25913 | PHYSICAL THERAPY: 7770 | KVMH PT | Mobility Research, Inc | Gait rehabilitation system harness | Lite Gait | GKS20B1808000077 | No
25919 | ER: 7010 | KVMH Emergency Dept | Welch Allyn Inc A Subsidiary of Baxter | Lights, Examination | 600 | 25919 | No
25920 | OB: 6380 |  | Stryker | Hyperthermia Unit | TP700 | 242116246083 | No
25923 | Specialty Clinic: Specialty Clinic | Mahelona | Philips Healthcare | Monitors, Physiologic, Fetal | M2702A | DE79567493 | No
25929 | OB: 6380 | ob | GE Healthcare | Warming Units, Patient, Radiant, Infant, Mobile | Panda Ires | PBW24361784SA | No
25939 | ER: 7010 | KVMH Emergency Dept | Welch Allyn Inc A Subsidiary of Baxter | Lights, Examination | 600 | 25939 | No
25940 | MED/SURG: 6170 | KVMH Med Surg | Doran Scales | Scales, Infant | DS4050 | DS23100000578 | No
25953 | Mahelona Clinic: Mahelona Clinic |  | Ambu | Cystoscope | A View2 Advance | A224090609 | No
25980 | OB: 6380 | ?> | EXERGEN CORPORATION | Infrared patient thermometer, skin | TAT5000S | A1477163 | No
25981 | OB: 6380 | ?> | EXERGEN CORPORATION | Infrared patient thermometer, skin | TAT5000S | A1477152 | No
25982 | NURSING ADM: 8720 |  | Nova Medical Inc | Glucose monitoring system IVD, point-of-care | GLU | 194-0552-25014 | No
25983 | NURSING ADM: 8720 |  | Nova Medical Inc | Glucose monitoring system IVD, point-of-care | GLU | 194-0507-25014 | No
25984 | NURSING ADM: 8720 |  | Nova Medical Inc | Glucose monitoring system IVD, point-of-care | GLU | 194-0617-25014 | No
25985 | NURSING ADM: 8720 |  | Nova Medical Inc | Glucose monitoring system IVD, point-of-care | GLU | 194-0585-25014 | No
25986 | NURSING ADM: 8720 |  | Nova Medical Inc | Glucose monitoring system IVD, point-of-care | GLU | 194-0610-25014 | No
25987 | NURSING ADM: 8720 |  | Nova Medical Inc | Glucose monitoring system IVD, point-of-care | GLU | 194-0591-25014 | No
25988 | NURSING ADM: 8720 |  | Nova Medical Inc | Glucose monitoring system IVD, point-of-care | GLU | 194-0513-25014 | No
25989 | NURSING ADM: 8720 |  | Nova Medical Inc | Glucose monitoring system IVD, point-of-care | GLU | 194-0579-25014 | No
25990 | NURSING ADM: 8720 |  | Nova Medical Inc | Glucose monitoring system IVD, point-of-care | GLU | 194-0516-25014 | No
25991 | NURSING ADM: 8720 |  | Nova Medical Inc | Glucose monitoring system IVD, point-of-care | GLU | 194-0609-25014 | No
25992 | NURSING ADM: 8720 |  | Nova Medical Inc | Glucose monitoring system IVD, point-of-care | GLU | 194-0511-25014 | No
25993 | NURSING ADM: 8720 |  | Nova Medical Inc | Glucose monitoring system IVD, point-of-care | GLU | 194-0575-25014 | No
26151 | Emergency Dept / Respirator Therapy: 7010 |  | Quidel | Analyzer, Enzyme, Immunoassay, Basic | Sofia 2 | 25026151 | No
26503 | ELEELE CLINIC: 7391 | Waimea Clinic | GE Healthcare | Scanning Systems, Ultrasonic, General-Purpose | Voluson swift | VPXS00854 | No
26571 | Lihue Clinic: Lihue Clinic |  | GE Healthcare | Ultrasound, Diagnostic, Point of Care | LogiQ E | 253976WX5 | No
26593 | SURGERY: 7421 | KVMH Surgery | Medtronic | Irrigator | Acc Pump | AP1000 | No
26594 | SURGERY: 7421 | KVMH Surgery | Medtronic | Electrosurgery Unit | AccRF | RB20K583 | No
26595 | SURGERY: 7421 | KVMH Surgery | Dornier Med Tech | Laser Imaging, Ophthalmic | Medilas H100 | H100-1030 | No
26596 | SURGERY: 7421 | KVMH Surgery | Alcon | Video, Display | FM-A5503DC | D5J821430014 | No
26615 | SURGERY: 7421 | KVMH Surgery | Novasure | Irrigator | Hologic | 32095F21D0 | No
26616 | SURGERY: 7421 | KVMH Surgery | Hologic | Irrigator | aquilex | 1307CE764 | No
26673 | SURGERY: 7421 | KVMH Surgery | CooperSurgical | Cart, Medical | Ally UPS | AU-Cart | No
26674 | SURGERY: 7421 |  | Max-Air Technology Inc | Cart, Medical | 7331 cart | cart | No
26675 | SURGERY: 7421 |  | Fuji Medical | Ultrasound, Diagnostic, General Purpose | sonosite | 050DTZ | No
26727 | RADIOLOGY: 7630 | KVMH Xray | GE Healthcare | Ultrasound, Diagnostic, General Purpose | LogIQ | 510226US9 | No
2810 | KALAHEO CLINIC: 7395 | Kalaheo Clinic | Honeywell Safety Products | Analyzers, Physiologic, Visual Function | V2 | V22810 | No
3447 | Long Term Care/Skilled Nursing: 6580 | Mahelona LTC | INOGENI Inc | Compressed Gas Proportioners, Oxygen-Air | io-500 | 22223447 | No
4092 | Kukui'ula: Kukui'ula |  | Midmark Corp | Lights, Examination | 355-022 | V1734092 | No
4321 | OB: 6380 | KVMH L&D | Summit Doppler | Blood Flow Detector, Ultrasonic | USTD | 241106-104321 | No
4360 | WAIMEA CLINIC: 7390 | Waimea Clinic | Medsource International | Thermometer, Electronic, Infrared, Skin (non-contact) | MS-131002 | 2005155J14360 | No
4493 | KALAHEO CLINIC: 7395 | Kalaheo Clinic | Honeywell Safety Products | Analyzers, Physiologic, Visual Function | i400 | i04493 | No
50637 | ELEELE CLINIC: 7391 |  | Medsource International | Thermometer, Electronic, Infrared, Skin (non-contact) | JXB-178 | M68200550637 | No
50647 | ELEELE CLINIC: 7391 |  | Medsource International | Thermometer, Electronic, Infrared, Skin (non-contact) | JXB-178 | M68200550647 | No
5549 | ELEELE CLINIC: 7391 | Eleele Clinic | GE Healthcare Technologies | Warming Units, Gel | EBW1 | 1115549 | No
5777 | ELEELE CLINIC: 7391 | Eleele Clinic | Midmark Corp | Lights, Examination | 255-005 | V2555777 | No
6009 | SNF: 6580 |  | STERIS Corp | Warming Units, Multipurpose | QDJ03 | 0424796009 | No
6116 | WAIMEA CLINIC: 7390 | Waimea Clinic | Medsource International | Thermometer, Electronic, Infrared, Skin (non-contact) | MS-131002 | 2005155J36116 | No
7109 | Emergency Dept / Respirator Therapy: 7010 | SMMH Emergency Dept | LW Scientific | Centrifuges, Tabletop, Low-Speed, Nonrefrigerated | CXR | 71009 | No
8125 | SURGERY: 7421 | KVMH Surgery | Mizuho | Table, Surgical | 5803 | 8125 | No
8323 | WAIMEA CLINIC: 7390 | Waimea Clinic | Medsource International | Thermometer, Electronic, Infrared, Skin (non-contact) | MS-131001 | M26200568323 | No
931435 | Specialty Clinic: Specialty Clinic |  | Midmark Corp | Tables, Examination/Treatment, Adjustable | 222-016 | V931435 | No
9497 | WAIMEA CLINIC: 7390 | Waimea Clinic | Medsource International | Thermometer, Electronic, Infrared, Skin (non-contact) | MS-131001 | M26200539497 | No
98141 | WAIMEA CLINIC: 7390 | Waimea Clinic | seca North America | Scales, Patient, Floor | 869 | 5869064198141 | No
993798 | Specialty Clinic: Specialty Clinic |  | MIDMARK CORPORATION | Examination/treatment table, manual | 204-002 | V993798 | No
A0038 | ENVIRONMENTAL SERVICES: 8440 |  | Xenex Disinfection Services LLC | Environmental Disinfection Systems, Ultraviolet Light | LSMUV6 | A000038 | No
A23084 | KALAHEO CLINIC: 7395 |  | HemoCue America | Analyzers, Point-of-Care, Whole Blood, Hematology, Hemoglobin | Hb801 | 2037020004 | No